## Register
FALSE | Auction Identifiers |  |  |  | Applicant Data | [5 empty] | CM Unit Data | [5 empty] | Pre-qualification Status |  |  | Obligation | Pre-Qualification Conditions | [5 empty] | Connection Capacity Data [MW] |  |  | De-Rated Capacity [MW] |  |  |  | Applicant Anticipated De-Rated Capacity [MW] |  |  | CM Component Data |  | DSR Test Certificate |  |  | Metering Assessment Questions | [14 empty] | Metering Assessment Outcome | Pre-Auction Info |  |  | Post-Auction Information |  | Capacity Agreement Information | [6 empty] | Capacity Agreement Conditions | [7 empty] | Metering Assessment |  | Termination Fees |  |  |  |  | Penalty Caps |  | Security Interest |  | Termination of Capacity Agreement |  | Secondary Trading Information |  |  | Stress Event Information | Satisfactory Performance
| Unique CMU Identifier | Type | Auction | Delivery Year | Name of Applicant | Agent Name | CM Unit Name | Parent Company | Secondary Trading Contact - Telephone | Secondary Trading Contact - Email | Transmission / Distribution | CM Unit Type | CM Unit Category | Primary Fuel Type | Generating Technology Class | Storage Facility | Pre-Qualification Decision | Opt Out Status | Opt-Out Reason | Maximum Obligation Period | Unproven DSR | New Build Yet to Satisfy Financial Commitment Milestone | Connection Agreement Deferral Declaration under Rule 3.7.3(c) | TEC Deferral or Rule 3.6.3(b) | Amount of Credit Cover | Planning Consents Conditions | Connection Capacity / DSR Capacity | Proven DSR Capacity | DSR Bidding Capacity | De-Rated Capacity | Pre-Refurbishing De-Rated Capacity | Post-Refurbishing De-Rated Capacity | Pre-Refurbishing CMU Status | Anticipated De-Rated Capacity | Anticipated Pre-Refurbishing De-Rated Capacity | Anticipated Post-Refurbishing De-Rated Capacity | Location & Description of CMU Components | Meter Point Administration Numbers | Date of Issue of DSR Test Certificate | Certificate No. | DSR Test Method | Defer CMU Metering Assessment For Settlement | Multiple Connections? | Metering Location | Proposed Metering Option? | Other Generation On Site | Meter Used for other Purposes | Please Specify Why Meter is Used For Other Purpose | Metering Dispensation | Please Specify Metering Dispensation Info | Has the Metering System been Commissioned to verify correct operation of the CMU? | Please Specify Why Metering System is not Commissioned | Metering System Accuracy | Are your meters current and/or voltage transformers calibrated to a reference standard? | Please Specify Why Meters Current Voltage transformer is not Calibrated | Does the Interconnector CMU have any associated load? | Metering Test Required | CMU confirmed entry into Auction? | Duration of Capacity Agreement in First Bidding Round | Pre-Refurbishment Bidding Status | Capacity Agreement Awarded | Duration of Capacity Agreement Awarded | Unique Agreement Identifier | Registered Holder | BM Unit ID | Date of Issue of Capacity Agreement | Term of the Capacity Agreement | Delivery Years for which Agreement Valid | Auction Acquired Capacity Obligation (MW) | Subject to meet Financial Commitment Milestone in accordance with Rule 6.6 | Date for Financial Commitment Milestone | Subject to provide a copy of its Connection Agreement in accordance with Rule 8.3.1(a) | Date for provision of deferred Connection Agreement | Subject to a Minimum Completion Requirement | Long-Stop Date for the Minimum Completion Requirement | Subject to provide a copy of its Grid Connection Agreement in accordance with Rule 8.3.1(b) | Date for provision of deferred TEC | Metering Assessment Required | Date by which Metering Assessment must be completed | Termination Fee 1 Rate | Termination Fee 2 Rate | Termination Fee 3 Rate | Termination Fee 4 Rate | Termination Fee 5 Rate | Annual Penalty Cap | Monthly Penalty Cap | Legal Name of any Person with a Security Interest | Nature of the Security Interest | Capacity Agreement has been Terminated | Date of Termination of Capacity Agreement | The Physically Traded Capacity Obligation for the Period of the Transfer | Period for which the transfer applies | Capacity obligation Summary | Beta Value | Suspension or Repayment of Capacity Payments pursuant to Rule 13.4.1
1 | 20PR12 | T-1 | Capacity Auction | 2021 | UK Power Reserve Limited |  | Asfordby 1 Power Station | SEMBCORP ENERGY UK LIMITED | 01217121970 | trading@ukpowerreserve.com | Distribution | Non CMRS | Existing Generating CMU |  |  |  |  | Opt-Out | Closed down, decommissioned or otherwise non-operational by the start of the relevant Delivery Year | [14 empty] | 19.044 | [7 empty] | No | No | No | Metering Option (b) (Bespoke Metering Configuration Solution) | Yes | Yes | STOR contract metering |  |  | Yes |  | N/A | Yes |  |  | N/A
X | 20PR12 - Component - STALL-2 | [13 empty] | Reciprocating engines | [21 empty] | The CMU will be formed of multiple individual reciprocating diesel generating units controlled centrally and exporting to the distribution system. Zone P, Asfordby Business Park, Welby Road, Melton Mowbray, Leicestershire, LE14 3JL SK 726 207
2 | 20PR14 | T-1 | Capacity Auction | 2021 | UK Power Reserve Limited |  | Monckton Road Power Station | SEMBCORP ENERGY UK LIMITED | 01217121970 | trading@ukpowerreserve.com | Distribution | Non CMRS | Existing Generating CMU |  |  |  |  | Opt-Out | Closed down, decommissioned or otherwise non-operational by the start of the relevant Delivery Year | [14 empty] | 18.743 | [7 empty] | No | No | Yes | Metering Option (a) (Supplier Settlement Metering Configuration Solution) | No |  |  | No | [7 empty] | N/A
X | 20PR14 - Component - STALL-3 | [13 empty] | Reciprocating engines | [21 empty] | The CMU will be formed of multiple individual diesel reciprocating generating units controlled centrally and exporting to the distribution system. Monkton Road, Wakefield, Yorkshire, WF2 7AL SE 325 188
1 | 20PR15 | T-1 | Capacity Auction | 2021 | UK Power Reserve Limited |  | Trumfleet Power Station | SEMBCORP ENERGY UK LIMITED | 01217121970 | trading@ukpowerreserve.com | Distribution | Non CMRS | Existing Generating CMU |  |  |  |  | Opt-Out | Closed down, decommissioned or otherwise non-operational by the start of the relevant Delivery Year | [14 empty] | 18.195 | [7 empty] | No | No | Yes | Metering Option (a) (Supplier Settlement Metering Configuration Solution) | No |  |  | No | [7 empty] | N/A
X | 20PR15 - Component - STALL-1 | [13 empty] | Reciprocating engines | [21 empty] | The CMU will be formed of multiple individual diesel reciprocating generating units controlled centrally and exporting to the distribution system. Trumfleet Generation Site, Marsh Lane, Trumfleet, Doncaster. DN6 0DU SE 601 118
2 | 6RES15 | T-1 | Capacity Auction | 2021 | Centrica Business Solutions UK Optimisation Limite |  | REST45 | Centrica plc | 07789571247 | Distributed-Generation@centrica.com | Distribution | Non CMRS | Existing Generating CMU | Gas |  |  | Prequalified | Opt-In |  | 1 |  |  |  |  | 0 |  | 45.466 |  |  | 40.919 |  |  |  | 40.919 | [7 empty] | No | No | No | Metering Option (b) (Bespoke Metering Configuration Solution) | No | No |  |  |  | Yes |  | Overall Metering Accuracy is within CM limits | Yes |  |  | Provided
X | 6RES15 - Component - REST45 | [13 empty] | Combined Heat and Power (CHP) | [21 empty] | Power Station for Paper plant made up of 1x35MW Gas engine plus 1x12MW steam turbine Saddlebow Industrial Estate, Poplar Avenue, King's Lynn PE34 3AL. TF 608 177
1 | 6RES16 | T-1 | Capacity Auction | 2021 | Centrica Business Solutions UK Optimisation Limite |  | REST46 | Centrica plc | 07789571247 | Distributed-Generation@centrica.com | Distribution | Non CMRS | Proven DSR CMU | DSR |  |  | Prequalified | Opt-In |  | 1 |  |  |  |  | 0 |  | 12 | 12 | 9.505 | 9.505 |  |  |  | 9.505 | [7 empty] | No | No | No | Metering Option (b) (Bespoke Metering Configuration Solution) | Yes | No |  |  |  | Yes |  | Metering is compliant with relevant COP | Yes |  |  | Yes
X | 6RES16 - Component - 173201 | [13 empty] | DSR | [21 empty] | Palm Paper Limited operates a large paper making site in King's Lynn, Norfolk. The onsite industrial process is an energy intensive paper recycling and manufacturing plant. Palm Paper plans to shut down predetermined parts of this recycling process in response to system stress events and thereby deliver the stated load reduction capacity. Poplar Avenue, King' Lynn, PE34 3AL TF 608 177
2 | 6RES17 | T-1 | Capacity Auction | 2021 | Centrica Business Solutions UK Optimisation Limite |  | JPSBDV | Centrica plc | 07789571247 | Distributed-Generation@centrica.com | Distribution | Non CMRS | Existing Generating CMU | Gas |  |  | Prequalified | Opt-In |  | 1 |  |  |  |  | 0 |  | 1.963 |  |  | 1.869 |  |  |  | 1.868 | [7 empty] | No | No | No | Metering Option (b) (Bespoke Metering Configuration Solution) | No | No |  |  |  | Yes |  | COP compliant HH metering with lower than 1.5% accuracy limit | Yes |  |  | Yes
X | 6RES17 - Component - JPGasG | [13 empty] | Reciprocating engines | [21 empty] | 1.9 MW Gas gen ENER-G 1999 Bones lane, Cheddleton, Leek, Staffordshire, ST13 7BT SJ 973 505
1 | 6RES18 | T-1 | Capacity Auction | 2021 | Centrica Business Solutions UK Optimisation Limite |  | NECX3 | Centrica plc | 07789571247 | Distributed-Generation@centrica.com | Distribution | Non CMRS | Unproven DSR CMU | DSR |  |  | Prequalified | Opt-In |  | 1 | Yes |  |  |  | 0 |  | 3.386 |  | 2.681 | 2.681 |  |  |  | 2.682 | [7 empty] | Yes | [14 empty] | Deferred
X | 6RES18 - Component - NECGT1 | [13 empty] | DSR | [21 empty] | Gas Generation units at 1013kWe North Avenue, Marston Green, Birmingham, B40 1NT SP 191 839
X | 6RES18 - Component - NECCHP | [13 empty] | DSR | [21 empty] | CHP Unit 850kWe proposed to be installed in Hall 6-8 at NEC site North Avenue, Marston Green, Birmingham, B40 1NT SP 191 839
X | 6RES18 - Component - NECGT2 | [13 empty] | DSR | [21 empty] | Gas Generator - ENER-G 1521 - proposed to be installed on land to the north-east elevation of Hall 5 at the NEC Site. North Avenue, Marston Green, Birmingham, B40 1NT. SP 191 839
2 | 6RES19 | T-1 | Capacity Auction | 2021 | Centrica Business Solutions UK Limited |  | DVH001 | Centrica Plc | 07789571247 | Distributed-Generation@centrica.com | Distribution | Non CMRS | Existing Generating CMU | Gas |  |  | Prequalified | Opt-In |  | 1 |  |  |  |  | 0 |  | 1.221 |  |  | 1.099 |  |  |  | 1.152 | [7 empty] | Yes | [14 empty] | Deferred
X | 6RES19 - Component - 6DVH19 | [13 empty] | Combined Heat and Power (CHP) | [21 empty] | 1280 KWe Combined Heat and Power unit. Darent Valley Hospital, Darenth Wood Rd, Dartford, DA2 8DA TQ 570 730
1 | 6RES1A | T-1 | Capacity Auction | 2021 | Centrica Business Solutions UK Optimisation Limite |  | 6RES1A-BC | Centrica plc | 07789571247 | Distributed-Generation@centrica.com | Distribution | Non CMRS | Existing Generating CMU | Gas |  |  | Prequalified | Opt-In |  | 1 |  |  |  |  | 0 |  | 2.307 |  |  | 2.077 |  |  |  | 2.076 | [7 empty] | No | No | No | Metering Option (b) (Bespoke Metering Configuration Solution) | Yes | No |  |  |  | Yes |  | 0.5 class accuracy for meters & CTs | Yes |  |  | Yes
X | 6RES1A - Component - DECS01 | [13 empty] | Combined Heat and Power (CHP) | [21 empty] | On-site existing CHP generating unit Harmire Road, Barnard Castle, County Durham, DL12 8D NZ 054 175
X | 6RES1A - Component - DECS02 | [13 empty] | Combined Heat and Power (CHP) | [21 empty] | On-site existing CHP generating unit Harmire Road, Barnard Castle, County Durham, DL12 8DT NZ 054 175
2 | 6RES1B | T-1 | Capacity Auction | 2021 | Centrica Business Solutions UK Optimisation Limite |  | 6RES1B-MT | Centrica plc | 07789571247 | Distributed-Generation@centrica.com | Distribution | Non CMRS | Existing Generating CMU | Gas |  |  | Prequalified | Opt-In |  | 1 |  |  |  |  | 0 |  | 1.152 |  |  | 1.037 |  |  |  | 1.037 | [7 empty] | No | No | No | Metering Option (b) (Bespoke Metering Configuration Solution) | Yes | No |  |  |  | Yes |  | 0.5 class accuracy for meters & CTs | Yes |  |  | Yes
X | 6RES1B - Component - DECS03 | [13 empty] | Combined Heat and Power (CHP) | [21 empty] | On-site existing CHP generating unit Cobden Street, Montrose, Angus, DD10 8EA NO 721 571
1 | 6RES1C | T-1 | Capacity Auction | 2021 | Centrica Business Solutions UK Optimisation Limite |  | 6RES1C-WA | Centrica plc | 07789571247 | Distributed-Generation@centrica.com | Distribution | Non CMRS | Existing Generating CMU | Gas |  |  | Prequalified | Opt-In |  | 1 |  |  |  |  | 0 |  | 1.954 |  |  | 1.759 |  |  |  | 1.759 | [7 empty] | No | No | No | Metering Option (b) (Bespoke Metering Configuration Solution) | Yes | No |  |  |  | Yes |  | 0.5 class accuracy for meters & CTs | Yes |  |  | Yes
X | 6RES1C - Component - DECS08 | [13 empty] | Combined Heat and Power (CHP) | [21 empty] | On-site existing CHP generating unit Priory Street, Ware, Hertfordshire, SG12 0DJ TL 353 144
2 | 6RES1D | T-1 | Capacity Auction | 2021 | Centrica Business Solutions UK Optimisation Limite |  | 6RES1D-WR | Centrica plc | 07789571247 | Distributed-Generation@centrica.com | Distribution | Non CMRS | Existing Generating CMU | Gas |  |  | Prequalified | Opt-In |  | 1 |  |  |  |  | 0 |  | 1.598 |  |  | 1.438 |  |  |  | 1.437 | [7 empty] | No | No | No | Metering Option (b) (Bespoke Metering Configuration Solution) | No | No |  |  |  | Yes |  | 0.5 class accuracy for meters & CTs | Yes |  |  | Yes
X | 6RES1D - Component - WORTH1 | [13 empty] | Combined Heat and Power (CHP) | [21 empty] | CHP and autogeneration Southdownview Way, Worthing, West Sussex, BN14 8QH TQ 154 047
1 | 6RES22 | T-1 | Capacity Auction | 2021 | Centrica Business Solutions UK Optimisation Limite |  | 6RES22 | Centrica plc | 07789571247 | Distributed-Generation@centrica.com | Distribution | Non CMRS | Existing Generating CMU | Diesel |  |  | Prequalified | Opt-In |  | 1 |  |  |  |  | 0 |  | 6.428 |  |  | 6.12 |  |  |  | 6.119 | [7 empty] | Yes | [14 empty] | Deferred
X | 6RES22 - Component - Bristol G1 | [13 empty] | Reciprocating engines | [21 empty] | 1 * 1.7MW diesel reciporcating engine Bristol Royal Infirmary, Marlborough Hill, Bristol, BS2 8HW ST 586 734
X | 6RES22 - Component - Bristol G2 | [13 empty] | Reciprocating engines | [21 empty] | 1 * 1.7MW diesel reciporcating engine Bristol Royal Infirmary, Marlborough Hill, Bristol, BS2 8HW ST 586 734
X | 6RES22 - Component - Bristol G3 | [13 empty] | Reciprocating engines | [21 empty] | 1 * 1.7MW diesel reciprocating engine Bristol Royal Infirmary, Marlborough Hill, Bristol, BS2 8HW ST 586 734
X | 6RES22 - Component - Bristol G4 | [13 empty] | Reciprocating engines | [21 empty] | 1 * 1.7MW diesel reciporcating engine Bristol Royal Infirmary, Marlborough Hill, Bristol, BS2 8HW ST 586 734
2 | 6RES2A | T-1 | Capacity Auction | 2021 | Centrica Business Solutions UK Optimisation Limite |  | 6RES2A-ST | Centrica plc | 07789571247 | Distributed-Generation@centrica.com | Distribution | Non CMRS | Existing Generating CMU | Gas |  |  | Prequalified | Opt-In |  | 1 |  |  |  |  | 0 |  | 4.037 |  |  | 3.633 |  |  |  | 3.633 | [7 empty] | No | Yes | No | Metering Option (b) (Bespoke Metering Configuration Solution) | No | No |  |  |  | Yes |  | 0.5 class accuracy for meters & CTs | Yes |  |  | Yes
X | 6RES2A - Component - DECS04 | [13 empty] | Combined Heat and Power (CHP) | [21 empty] | On-site existing CHP generating unit Gunnels Wood Road, Stevenage, SG1 2NY, United Kingdom TL 240 221
X | 6RES2A - Component - DECS05 | [13 empty] | Combined Heat and Power (CHP) | [21 empty] | On-site existing CHP generating unit Gunnels Wood Road, Stevenage, SG1 2NY, United Kingdom TL 240 221
1 | 6RES2B | T-1 | Capacity Auction | 2021 | Centrica Business Solutions UK Optimisation Limite |  | 6RES2B-WRD | Centrica plc | 07789571247 | Distributed-Generation@centrica.com | Distribution | Non CMRS | Existing Generating CMU | Gas |  |  | Prequalified | Opt-In |  | 1 |  |  |  |  | 0 |  | 3.598 |  |  | 3.562 |  |  |  | 3.561 | [7 empty] | No | Yes | No | Metering Option (b) (Bespoke Metering Configuration Solution) | No | No |  |  |  | Yes |  | 0.5 class accuracy for meters & CTs | Yes |  |  | Yes
X | 6RES2B - Component - DECS09 | [13 empty] | Combined Heat and Power (CHP) | [21 empty] | On-site existing CHP generating unit Park Road, Ware. Hertfordshire, SG12 0DP TL 347 145
X | 6RES2B - Component - DECS10 | [13 empty] | Combined Heat and Power (CHP) | [21 empty] | On-site existing CHP generating unit Park Road, Ware. Hertfordshire, SG12 0DP TL 347 145
2 | 6RES35 | T-1 | Capacity Auction | 2021 | Centrica Business Solutions (Generation) Limited |  | 6RES35 | Centrica plc | 07789571247 | Distributed-Generation@centrica.com | Distribution | Non CMRS | New Build Generating CMU | Gas |  |  | Rejected | Opt-In |  | 1 |  |  |  |  | 0 |  | 3.384 |  |  | 3.178 |  |  |  | 3.178 | [7 empty] | Yes | [14 empty] | Deferred
X | 6RES35 - Component - GG-GT1 | [13 empty] | Reciprocating engines | [21 empty] | Proposed Gas Generation units at 1013kWe North Avenue, Marston Green, Birmingham, B40 1NT SP 191 839
X | 6RES35 - Component - CHP1 | [13 empty] | Combined Heat and Power (CHP) | [21 empty] | Proposed CHP Unit 850kWe to be installed in Hall 6-8 at NEC site North Avenue, Marston Green, Birmingham, B40 1NT SP 191 839
X | 6RES35 - Component - GG-GT2 | [13 empty] | Reciprocating engines | [21 empty] | Gas Generator - ENER-G 1521 - proposed to be installed on land to the north-east elevation of Hall 5 at the NEC Site. North Avenue, Marston Green, Birmingham, B40 1NT. SP 191 839
1 | 6RES-4 | T-1 | Capacity Auction | 2021 | Centrica Business Solutions UK Optimisation Limite |  | CENEST2 | Centrica plc | 07789571247 | Distributed-Generation@centrica.com | Distribution | Non CMRS | Proven DSR CMU | DSR |  |  | Prequalified | Opt-In |  | 1 |  |  |  |  | 0 |  | 2.184 | 2.184 | 1.731 | 1.731 |  |  |  | 1.73 | [7 empty] | No | No | Yes | Metering Option (b) (Bespoke Metering Configuration Solution) | Yes | Yes | Billing |  |  | Yes |  | Less than 1.5% | Yes |  |  | Yes
X | 6RES-4 - Component - Oxford | [13 empty] | DSR | [21 empty] | Office site with behind the meter bio-diesel generation - offsetting site load and exporting surplus 2600 John Smith Drive, Oxford, OX4 2JY SP 549 038
X | 6RES-4 - Component - Udding | [13 empty] | DSR | [21 empty] | Office site with behind the meter bio-diesel generation - offsetting site load and exporting surplus British Gas, Bothwell Road, Uddingston, Glasgow, G71 7TW NS 699 597
X | 6RES-4 - Component - Stockp | [13 empty] | DSR | [21 empty] | Office site with behind the meter bio-diesel generation - offsetting site load and exporting surplus British Gas, New Bridge Ln, Stockport, SK1 2GT SJ 909 910
X | 6RES-4 - Component - LeiAyl | [13 empty] | DSR | [21 empty] | Office site with behind the meter bio-diesel generation - offsetting site load and exporting surplus 195 Aylesone Rd, Leicester LE2 7QJ SK 581 023
2 | 6RES5A | T-1 | Capacity Auction | 2021 | Centrica Business Solutions UK Limited |  | 6RES5A | Centrica Plc | 07789571247 | Distributed-Generation@centrica.com | Distribution | Non CMRS | Existing Generating CMU | Storage - Battery |  | Yes | Rejected | Opt-In |  | 1 |  |  |  |  | 0 |  | 0.83 |  |  | 0.21 |  |  |  | 0.253 | [7 empty] | No | No | No | Metering Option (b) (Bespoke Metering Configuration Solution) | No | No |  |  |  | Yes |  | CM compliant HH metering with lower than 1.5% accuracy limit | Yes |  |  | Yes
X | 6RES5A - Component - WINDE1 | [13 empty] | Storage (Duration 1h) | [21 empty] | Battery storage unit Millstream, Maidenhead Road, Windsor, SL45GD SU 945 771
X | 6RES5A - Component - WINDW1 | [13 empty] | Storage (Duration 1h) | [21 empty] | Battery strorage unit Maidenhead Road, Windsor, SL4 5GD SU 945 771
1 | 6RES-6 | T-1 | Capacity Auction | 2021 | Centrica Business Solutions UK Optimisation Limite |  | REST04 | Centrica plc | 07789571247 | Distributed-Generation@centrica.com | Distribution | Non CMRS | Existing Generating CMU | Gas |  |  | Prequalified | Opt-In |  | 1 |  |  |  |  | 0 |  | 8.221 |  |  | 7.399 |  |  |  | 7.399 | [7 empty] | No | Yes | No | Metering Option (b) (Bespoke Metering Configuration Solution) | Yes | No |  |  |  | Yes |  | Bespoke metering has been installed with precision according to the capacity market rules. The system has been commissioned and a meter certificate has been obtained | Yes |  |  | Provided
X | 6RES-6 - Component - 171001 | [13 empty] | Combined Heat and Power (CHP) | [21 empty] | One 8 MWe Gas Turbine Cogeneration Unit (GT2) Denison Road, Selby, North Yorkshire YO8 8AN SE 629 317
2 | ABTH20 | T-1 | Capacity Auction | 2021 | RWE Generation UK plc |  | CMU_ABTH_MAIN | RWE Generation UK Holdings Limited | 01793475217 | CapMarketSecondaryTrading@rwe.com | Transmission | CMRS | Existing Generating CMU |  |  |  |  | Opt-Out | Closed down, decommissioned or otherwise non-operational by the start of the relevant Delivery Year | [14 empty] | 1440.755 | [7 empty] | No |  |  |  | No | [10 empty] | N/A
X | ABTH20 - Component - T_ABTH7G | [13 empty] | Open Cycle Gas Turbine (OCGT) | [21 empty] | Aberthaw 7 OCGT fuel type distillate Aberthaw Power Station The Leys Aberthaw Barry Mid Glamorgan CF62 4ZW ST 022 663
X | ABTH20 - Component - T_ABTH8G | [13 empty] | Open Cycle Gas Turbine (OCGT) | [21 empty] | Aberthaw 8 OCGT fuel is distillate Aberthaw Power Station The Leys Aberthaw Barry Mid Glamorgan CF62 4ZW ST 022 663
X | ABTH20 - Component - T_ABTH9G | [13 empty] | Open Cycle Gas Turbine (OCGT) | [21 empty] | Aberthaw 9 OCGT fuel type is distillate Aberthaw Power Station The Leys Aberthaw Barry Mid Glamorgan CF62 4ZW ST 022 663
X | ABTH20 - Component - T_ABTH7 | [13 empty] | Coal | [21 empty] | Aberthaw 7 Coal fired unit Aberthaw Power Station The Leys Aberthaw Barry Mid Glamorgan CF62 4ZW ST 022 663
X | ABTH20 - Component - T_ABTH8 | [13 empty] | Coal | [21 empty] | Aberthaw 8 Coal fired Aberthaw Power Station The Leys Aberthaw Barry Mid Glamorgan CF62 4ZW ST 022 663
X | ABTH20 - Component - T_ABTH9 | [13 empty] | Coal | [21 empty] | Aberthaw 9 Coal fired unit Aberthaw Power Station The Leys Aberthaw Barry Mid Glamorgan CF62 4ZW ST 022 663
1 | ADSLS2 | T-1 | Capacity Auction | 2021 | Lascar Battery Storage Limited |  | ADSLS2 | Anesco Asset Management Three Limited | 08458944444 | info@anesco.co.uk | Distribution | Non CMRS | Existing Generating CMU | Storage - Battery |  | Yes | Prequalified | Opt-In |  | 1 |  |  |  |  | 0 |  | 20 |  |  | 5.064 |  |  |  | 5.064 | [7 empty] | Yes | [14 empty] | Deferred
X | ADSLS2 - Component - ADSLS2 | [13 empty] | Storage (Duration 1h) | [21 empty] | 20.000MW of storage located at Lascar Works, Tanpits Road, Bury, BL9 5BY Lascar Works, Tanpits Road, Bury, BL9 5BY SD 804 110
2 | AGHUL2 | T-1 | Capacity Auction | 2021 | Hulley Road Energy Storage Limited |  | AGHUL2 | Anesco Asset Management Limited | 08458944444 | info@anesco.co.uk | Distribution | Non CMRS | Existing Generating CMU | Storage - Battery |  | Yes | Prequalified | Opt-In |  | 1 |  |  |  |  | 0 |  | 20 |  |  | 5.064 |  |  |  | 5.064 | [7 empty] | Yes | [14 empty] | Deferred
X | AGHUL2 - Component - AGHUL2 | [13 empty] | Storage (Duration 1h) | [21 empty] | 20.000MW of battery storage located at Sunrise House, Hulley Road, Macclesfield, Cheshire, SK10 2LP Sunrise House, Hulley Road, Macclesfield, Cheshire, SK10 2LP SJ 926 749
1 | AGLAR2 | T-1 | Capacity Auction | 2021 | Larport Energy Storage Limited |  | AGLAR2 | Anesco Asset Management Three Limited | 08458944444 | info@anesco.co.uk | Distribution | Non CMRS | Existing Generating CMU | Storage - Battery |  | Yes | Prequalified | Opt-In |  | 1 |  |  |  |  | 0 |  | 19.5 |  |  | 4.937 |  |  |  | 4.937 | [7 empty] | Yes | [14 empty] | Deferred
X | AGLAR2 - Component - AGLAR2 | [13 empty] | Storage (Duration 1h) | [21 empty] | 19.500MW of battery storage located at Larport Farm, Larport Lane, Dormington, Hereford, HR1 4EP Larport Farm, Larport Lane, Dormington, Hereford, HR1 4EP SO 574 397
2 | AMB020 | T-1 | Capacity Auction | 2021 | AMBER ENERGY STORAGE XL LIMITED |  | XL Energy Storage | Amber Energy Storage Limited | 02079390550 | info@amberinfrastructure.com | Distribution | Non CMRS | New Build Generating CMU | Storage - Battery |  | Yes | Prequalified | Opt-In |  | 1 |  | Yes |  |  | 0 |  | 49.9 |  |  | 24.536 |  |  |  | 24.536 | [7 empty] | Yes | [14 empty] | Deferred
X | AMB020 - Component - AMB017 | [13 empty] | Storage (Duration 2h) | [21 empty] | The New Build CMU, will consist of the design, procurement of new Apparatus, build and operation of a battery energy storage system, consisting of power conversion units(inverters), battery cells, transformer, cabling and other equipment as necessary for the operation of an energy storage system. It will be connected to the distribution network. Plot E, XL Business Park, Corner Statham Road and Spa Lane, Skelmersdale, Lancashire, United Kingdom, L40 6JQ SD 466 076
1 | amyjn2 | T-1 | Capacity Auction | 2021 | Shovel Ready 6 Limited |  | Amy Johnson Way | Thermal Generation Limited | 02070421100 | Info@agr-group.co.uk | Distribution | Non CMRS | Existing Generating CMU | Gas |  |  | Prequalified | Opt-In |  | 1 |  |  |  |  | 0 |  | 7 |  |  | 6.665 |  |  |  | 6.665 | [7 empty] | No | No | Yes | Metering Option (a) (Supplier Settlement Metering Configuration Solution) | No |  |  | No | [7 empty] | No
X | amyjn2 - Component - amyjn1 | [13 empty] | Reciprocating engines | [21 empty] | Containerized high speed gas-fired reciprocating engines with transformers, switchgear and associated control gear Land off Amy Johnson Way, Blackpool, FY4 2RS SD 326 315
2 | ASMUS1 | T-1 | Capacity Auction | 2021 | AMALGAMATED SMART METERING LIMITED |  | Union Street |  | 01159061287 | paul.tittley@merciapr.co.uk | Distribution | Non CMRS | Existing Generating CMU | Gas |  |  | Prequalified | Opt-In |  | 1 |  |  |  |  | 0 |  | 7.902 |  |  | 7.523 |  |  |  | 7.618 | [7 empty] | No | No | Yes | Metering Option (a) (Supplier Settlement Metering Configuration Solution) | No |  |  | No | [7 empty] | No
X | ASMUS1 - Component - US1201 | [13 empty] | Reciprocating engines | [21 empty] | Reciprocating genset in acoustic enclosure Land at Union Street, Masbrough, Rotherham S61 1AA Rotherham SK 417 928
X | ASMUS1 - Component - US1202 | [13 empty] | Reciprocating engines | [21 empty] | Reciprocating genset in acoustic enclosure Land at Union Street, Masbrough, Rotherham S61 1AA Rotherham SK 417 928
X | ASMUS1 - Component - US1203 | [13 empty] | Reciprocating engines | [21 empty] | Reciprocating genset in acoustic enclosure Land at Union Street, Masbrough, Rotherham S61 1AA Rotherham SK 417 928
X | ASMUS1 - Component - US1204 | [13 empty] | Reciprocating engines | [21 empty] | Reciprocating genset in acoustic enclosure Land at Union Street, Masbrough, Rotherham S61 1AA Rotherham SK 417 928
1 | AVON20 | T-1 | Capacity Auction | 2021 | Viridor Waste Management Limited |  | Avonmouth ERF | Viridor Waste Limited | 01869879497 | CapacityMarket@viridor.co.uk | Distribution | Non CMRS | New Build Generating CMU | Waste |  |  | Prequalified | Opt-In |  | 1 |  |  |  |  | 0 |  | 30 |  |  | 25.44 |  |  |  | 31.559 | [7 empty] | No | No | Yes | Metering Option (a) (Supplier Settlement Metering Configuration Solution) | No |  |  | No | [7 empty] | No
X | AVON20 - Component - AVON20 | [13 empty] | Energy from Waste | [21 empty] | Twin stream Energy from Waste plant with a connection capacity of 38MW, a construction export guarantee of 34.1MW and a minimum export of 33.7MW (at reference conditions). Located in the Chittering Industrial Estate, Avonmouth. Avonmouth ERF, Severn Road, Chittering, Bristol, BS11 0YU ST 536 816 | 2200042911992
2 | BAT001 | T-1 | Capacity Auction | 2021 | Limejump Ltd |  | BAT001 | Shell Petroleum Company Limited(The) | 02083966848 | capacitymarket@limejump.com | Distribution | Non CMRS | Existing Generating CMU | Storage - Battery |  | Yes | Prequalified | Opt-In |  | 1 |  |  |  |  | 0 |  | 1.5 |  |  | 0.38 |  |  |  | 0.38 | [7 empty] | Yes | [14 empty] | Deferred
X | BAT001 - Component - BAT001 | [13 empty] | Storage (Duration 1h) | [21 empty] | 1.500MW Battery Energy Storage System Safran Landing Systems Services UK Ltd, Safran MRO UK, METEOR BUSINESS PARK, CHELTENHAM ROAD EAST, GLOUCESTER, GLOUCESTERSHIRE, GL2 9QL SO 883 221
1 | BAT003 | T-1 | Capacity Auction | 2021 | Limejump Ltd |  | BAT003 | Shell Petroleum Company Limited(The) | 02083966848 | capacitymarket@limejump.com | Distribution | Non CMRS | Existing Generating CMU | Storage - Battery |  | Yes | Prequalified | Opt-In |  | 1 |  |  |  |  | 0 |  | 2.65 |  |  | 0.671 |  |  |  | 0.671 | [7 empty] | Yes | [14 empty] | Deferred
X | BAT003 - Component - KNOTTI | [13 empty] | Storage (Duration 1h) | [21 empty] | 1.200MW Battery Energy Storage System Brotherton Weir, Knottingley West Yorkshire WF11 8HR SE 493 240
X | BAT003 - Component - THRYBE | [13 empty] | Storage (Duration 1h) | [21 empty] | 1.200MW Battery Energy Storage System Thrybergh Weir Kilnhurst Mexborough South Yorkshire S64 5TJ SK 463 964
X | BAT003 - Component - TSOANE | [13 empty] | Storage (Duration 1h) | [21 empty] | 0.250MW Battery Energy Storage System Church Hill Rd, Middleton-on-the-Wolds, Driffield YO25 9UG SE 947 495
2 | BENTI2 | T-1 | Capacity Auction | 2021 | Less Waste Limited |  | Bentinck Gas Peaker Plant |  | 07930931674 | matthew.hicks@inchoo.org.uk | Distribution | Non CMRS | New Build Generating CMU | Gas |  |  | Rejected | Opt-In |  | 1 |  |  |  |  | 0 |  | 12 |  |  | 11.426 |  |  |  | 11.426 | [7 empty] | Yes | [14 empty] | Deferred
X | BENTI2 - Component - 100001 | [13 empty] | Reciprocating engines | [21 empty] | Gas engine peaker plant providing capacity market, power trading and other balancing services. Bentinck Electricity Generating Plant Mill Lane Kirkby In Ashfield Nottinghamshire NG17 9LG SK490550
1 | BILT01 | T-1 | Capacity Auction | 2021 | Energy Store 4 Ltd |  | BILTON FARM |  | 03331234333 | connect@gridserve.com | Distribution | Non CMRS | New Build Generating CMU | Solar |  |  | Prequalified | Opt-In |  | 1 |  | Yes |  |  | 0 |  | 21 |  |  | 5.202 |  |  |  | 6.578 | [7 empty] | Yes | [14 empty] | Deferred
X | BILT01 - Component - BILTPV | [13 empty] | Solar Photovoltaic | [21 empty] | Solar farm Bilton Farm, Preston Road, Hull, HU11 4DZ TA 156 326
X | BILT01 - Component - BILTES | [13 empty] | Storage (Duration 1h) | [21 empty] | Battery Energy storage linked to solar farm Bilton Farm, Preston Road, Hull, HU11 4DZ TA 156 326
2 | BOSC01 | T-1 | Capacity Auction | 2021 | Warrington Renewables (York) Ltd |  | BOSCAR GRANGE |  | 01925443322 | warringtonrenewablesyorkltd@gmail.com | Distribution | Non CMRS | Existing Generating CMU | Solar |  |  | Prequalified | Opt-In |  | 1 |  |  |  |  | 0 |  | 54 |  |  | 7.522 |  |  |  | 7.522 | [7 empty] | No | No | Yes | Metering Option (a) (Supplier Settlement Metering Configuration Solution) | No |  |  | No | [7 empty] | No
X | BOSC01 - Component - BOSCPV | [13 empty] | Solar Photovoltaic | [21 empty] | Solar Farm consisting of solar PV modules and inverters Boscar Grange Farm York Yo61 3NQ SE 505 723
X | BOSC01 - Component - BOSCES | [13 empty] | Storage (Duration 1h) | [21 empty] | Battery Energy Storage system operating alongside solar farm Boscar Grange Farm York YO61 3NQ SE 505 723
1 | BOT333 | T-1 | Capacity Auction | 2021 | BOTLEY ENERGY LIMITED |  | BOT111 | RE Projects Development Limited | 07858507631 | polina@repd.co.uk | Distribution | Non CMRS | New Build Generating CMU | Gas |  |  | Conditionally Prequalified | Opt-In |  | 1 |  | Yes |  |  | 480 |  | 20 |  |  | 19.044 |  |  |  | 19.044 | [7 empty] | Yes | [14 empty] | Deferred
X | BOT333 - Component - BOT111 | [13 empty] | Open Cycle Gas Turbine (OCGT) | [21 empty] | 10 x 2MW gas powered generator units to be installed on designated land within a manufacturing compound at the Botley Farm. Land adjacent to Brynfyrd, Botley Road, Romsey, SO52 9DP SU 383 205
2 | BRAN20 | T-1 | Capacity Auction | 2021 | Glass Leaf Power Limited |  | Glassleaf Power |  | 02036676200 | invoices@p3ppartners.com | Distribution | Non CMRS | Existing Generating CMU | Gas |  |  | Prequalified | Opt-In |  | 1 |  |  |  |  | 0 |  | 3.333 |  |  | 3 |  |  |  | 3.024 | [7 empty] | No | No | Yes | Metering Option (a) (Supplier Settlement Metering Configuration Solution) | No |  |  | No | [7 empty] | No
X | BRAN20 - Component - BRAN20 | [13 empty] | Combined Heat and Power (CHP) | [21 empty] | One Jenbacher CHP engine with a generation capacity of 3.36 MW APS Growers Ltd / Branfield Nursery 111 Stockbridge Road Elloughton HU15 1HW SE935282 | 2394000135003
1 | BT3WF2 | T-1 | Capacity Auction | 2021 | SCOTTISHPOWER RENEWABLES (UK) LIMITED |  | BAT3 | SCOTTISHPOWER RENEWABLE ENERGY LIMITED | 01416142761 | _Id_trading@scottishpower.com | Distribution | CMRS | New Build Generating CMU | Onshore Wind |  |  | Prequalified | Opt-In |  | 1 |  | Yes |  |  | 0 |  | 50 |  |  | 4.005 |  |  |  | 4.005 | [7 empty] | Yes | [14 empty] | Deferred
X | BT3WF2 - Component - BAT3WF | [13 empty] | Onshore Wind | [21 empty] | An onshore windfarm consisting of 11 x 3.6MW and 3 x 3.45MW Wind Turbine Generators (WTGs) on the Kintyre Peninsula. Beinn An Tuirc 3 Wind Farm, Kintyre Peninsula, Campbeltown, Argyll, PA28 6QY NR 735 325
2 | BVC002 | T-1 | Capacity Auction | 2021 | E.ON UK Plc |  | BVC_CHP |  | 07816292478 | EEMFM@eon.com | Distribution | Non CMRS | Existing Generating CMU | Gas |  |  | Prequalified | Opt-In |  | 1 |  |  |  |  | 0 |  | 3.856 |  |  | 3.471 |  |  |  | 3.47 | [7 empty] | Yes | [14 empty] | Deferred
X | BVC002 - Component - RUGB01 | [13 empty] | Combined Heat and Power (CHP) | [21 empty] | A gas CHP supplying a manufacturing facility Aventine Way, Glebe Farm Industrial Estate, Rugby, CV21 1HA SP 499 773
X | BVC002 - Component - RUGB02 | [13 empty] | Combined Heat and Power (CHP) | [21 empty] | A gas CHP supplying a manufacturing facility Aventine Way, Glebe Farm Industrial Estate, Rugby, CV21 1HA SP 499 773
1 | casw20 | T-1 | Capacity Auction | 2021 | PISTON HEATING SERVICES LIMITED |  | Caswell |  | 02070421100 | info@agr-group.co.uk | Distribution | Non CMRS | Existing Generating CMU | Gas |  |  | Prequalified | Opt-In |  | 1 |  |  |  |  | 0 |  | 9 |  |  | 8.57 |  |  |  | 8.57 | [7 empty] | No | No | Yes | Metering Option (a) (Supplier Settlement Metering Configuration Solution) | No |  |  | No | [7 empty] | No
X | casw20 - Component - casw20 | [13 empty] | Reciprocating engines | [21 empty] | Containerised high speed gas-fired reciprocating engines with transformers, switchgear and associated control gear with a total connection capacity of 9MW. Cavendish Road 33kV Generation, Land Behind Caswell House, Cavendish Road, Stevenage, SG1 2ET TL 223 244 | 1050001791578
2 | Cavrd5 | T-1 | Capacity Auction | 2021 | COGENERATION SOLUTIONS LIMITED |  | Cavendish |  | 02070421100 | Info@agr-group.co.uk | Distribution | Non CMRS | Existing Generating CMU | Gas |  |  | Prequalified | Opt-In |  | 1 |  |  |  |  | 0 |  | 8 |  |  | 7.618 |  |  |  | 7.618 | [7 empty] | No | No | Yes | Metering Option (a) (Supplier Settlement Metering Configuration Solution) | No |  |  | No | [7 empty] | No
X | Cavrd5 - Component - Cavrd3 | [13 empty] | Reciprocating engines | [21 empty] | Containerised High Speed Gas-fired reciprocating engines with transformers, switchgear and associated control gear with a total connection capacity of 8MW. Cavendish Rd Stevenage SG1 2ET UK TL 223 242
1 | CDASH1 | T-1 | Capacity Auction | 2021 | Fishpond Energy Limited |  | Ashlands | Ethical Power Ltd | 01726218618 | Paul@epconnect.co.uk | Distribution | Non CMRS | New Build Generating CMU | Gas |  |  | Conditionally Prequalified | Opt-In |  | 1 |  | Yes |  |  | 0 | Yes | 8 |  |  | 7.618 |  |  |  | 7.618 | [7 empty] | Yes | [14 empty] | Deferred
X | CDASH1 - Component - CDASH1 | [13 empty] | Reciprocating engines | [21 empty] | New Build Generating CMU comprising of gas fuelled reciprocating engines and gas delivery plant Ashland Cottage Farm, Beck Lane, Sutton in Ashfield, NG17 3AH SK 507 611
2 | CDBIL3 | T-1 | Capacity Auction | 2021 | CONRAD ENERGY (DEVELOPMENTS) LIMITED |  | Billericay | Conrad Energy (Holdings) Limited | 01235427290 | info@conradenergy.co.uk | Distribution | Non CMRS | New Build Generating CMU | Gas |  |  | Conditionally Prequalified | Opt-In |  | 1 |  | Yes |  |  | 0 | Yes | 10 |  |  | 9.522 |  |  |  | 9.522 | [7 empty] | Yes | [14 empty] | Deferred
X | CDBIL3 - Component - CDBIL3 | [13 empty] | Reciprocating engines | [21 empty] | New Build Generating CMU comprising of gas fuelled reciprocating engines and gas delivery plant Old Church Lane Billericay CM13 1UP TQ 653 959
1 | CDBLA1 | T-1 | Capacity Auction | 2021 | Blackpool Power Limited |  | Blackpool |  | 01902864610 | contactus@leadinginitiatives.co.uk | Distribution | Non CMRS | New Build Generating CMU | Gas |  |  | Not Prequalified | Opt-In |  | 1 |  | Yes |  |  | 0 | Yes | 5 |  |  | 4.761 |  |  |  | 4.761 | [7 empty] | Yes | [14 empty] | Deferred
X | CDBLA1 - Component - CDBLA1 | [13 empty] | Reciprocating engines | [21 empty] | New Build Generating CMU comprising of gas fuelled reciprocating engines and gas delivery plant Land at Bristol Avenue, Moor Park, Blackpool, FY2 0JF SD 325 396
2 | CDCAE2 | T-1 | Capacity Auction | 2021 | CONRAD ENERGY (DEVELOPMENTS) LIMITED |  | Caernarfon | Conrad Energy (Holdings) Limited | 01235427290 | info@conradenergy.co.uk | Distribution | Non CMRS | New Build Generating CMU | Gas |  |  | Prequalified | Opt-In |  | 1 |  | Yes |  |  | 120 |  | 5 |  |  | 4.761 |  |  |  | 4.761 | [7 empty] | Yes | [14 empty] | Deferred
X | CDCAE2 - Component - CDCAE2 | [13 empty] | Reciprocating engines | [21 empty] | New Build Generating CMU comprising of gas fuelled reciprocating engines and gas delivery plant Griffiths Crossing Industrial Estate Caernarfon LL55 1TS SH 499 655
1 | CDCBB1 | T-1 | Capacity Auction | 2021 | CONRAD ENERGY (DEVELOPMENTS) LIMITED |  | Castle Bromwich B | Conrad Energy (Holdings) Limited | 01235427290 | info@conradenergy.co.uk | Distribution | Non CMRS | New Build Generating CMU | Gas |  |  | Conditionally Prequalified | Opt-In |  | 1 |  | Yes |  |  | 0 | Yes | 5.5 |  |  | 5.237 |  |  |  | 5.237 | [7 empty] | Yes | [14 empty] | Deferred
X | CDCBB1 - Component - CDCBB1 | [13 empty] | Reciprocating engines | [21 empty] | New Build Generating CMU comprising of gas fuelled reciprocating engines and gas delivery plant Maybrook Road, Maybrook Business Park, Minworth, Sutton Coldfield, B76 1BE SP 144 923
2 | CDCBH1 | T-1 | Capacity Auction | 2021 | CONRAD ENERGY (DEVELOPMENTS) LIMITED |  | Castle Bromwich | Conrad Energy (Holdings) Limited | 01235427290 | info@conradenergy.co.uk | Distribution | Non CMRS | New Build Generating CMU | Gas |  |  | Conditionally Prequalified | Opt-In |  | 1 |  | Yes |  |  | 0 | Yes | 7.2 |  |  | 6.856 |  |  |  | 6.856 | [7 empty] | Yes | [14 empty] | Deferred
X | CDCBH1 - Component - CDCBH1 | [13 empty] | Reciprocating engines | [21 empty] | New Build Generating CMU comprising of gas fuelled reciprocating engines and gas delivery plant Maybrook Road, Maybrook Business Park, Minworth, Sutton Coldfield, B76 1BE SP 144 923
1 | CDCLH1 | T-1 | Capacity Auction | 2021 | CONRAD ENERGY (DEVELOPMENTS) LIMITED |  | Cranleigh | Conrad Energy (Holdings) Limited | 01235427290 | info@conradenergy.co.uk | Distribution | Non CMRS | New Build Generating CMU | Gas |  |  | Rejected | Opt-In |  | 1 |  |  |  |  | 0 |  | 6 |  |  | 5.713 |  |  |  | 5.713 | [7 empty] | Yes | [14 empty] | Deferred
X | CDCLH1 - Component - CDCLH1 | [13 empty] | Reciprocating engines | [21 empty] | New Build Generating CMU comprising of gas fuelled reciprocating engines and gas delivery plant Guildford Road, Cranleigh, GU6 8PA TQ 045 403
2 | CDFLB3 | T-1 | Capacity Auction | 2021 | Conrad (Flint) Limited |  | Flint B | Conrad (Cherwell) Limited | 01235427290 | info@conradenergy.co.uk | Distribution | Non CMRS | Existing Generating CMU | Gas |  |  | Prequalified | Opt-In |  | 1 |  |  |  |  | 0 |  | 2.471 |  |  | 2.353 |  |  |  | 2.353 | [7 empty] | Yes | [14 empty] | Deferred
X | CDFLB3 - Component - CDFLB3 | [13 empty] | Reciprocating engines | [21 empty] | Generating CMU comprising of gas fuelled reciprocating engines and gas delivery plant Unit 27A Aber park Aber Road Flint CH6 5EP SJ 237 732
1 | CDFLC1 | T-1 | Capacity Auction | 2021 | CONRAD ENERGY (DEVELOPMENTS) LIMITED |  | Flint C | Conrad Energy (Holdings) Limited | 01235427290 | info@conradenergy.co.uk | Distribution | Non CMRS | New Build Generating CMU | Storage - Battery |  | Yes | Conditionally Prequalified | Opt-In |  | 1 |  | Yes |  |  | 0 | Yes | 1.1 |  |  | 0.712 |  |  |  | 0.712 | [7 empty] | Yes | [14 empty] | Deferred
X | CDFLC1 - Component - CDFLC1 | [13 empty] | Storage (Duration 3h) | [21 empty] | New Build CMU comprising of battery storage and associated plant Aber Park Road, Flint Flintshire CH6 5EX SJ 237 732
2 | CDGRN1 | T-1 | Capacity Auction | 2021 | CONRAD ENERGY (DEVELOPMENTS) LIMITED |  | Grain | Conrad Energy (Holdings) Limited | 01235427290 | info@conradenergy.co.uk | Distribution | Non CMRS | New Build Generating CMU | Gas |  |  | Conditionally Prequalified | Opt-In |  | 1 |  | Yes |  |  | 0 | Yes | 7 |  |  | 6.665 |  |  |  | 6.665 | [7 empty] | Yes | [14 empty] | Deferred
X | CDGRN1 - Component - CDGRN1 | [13 empty] | Reciprocating engines | [21 empty] | New Build Generating CMU comprising of gas fuelled reciprocating engines and gas delivery plant Grain Road, Isle of Grain, Rochester, ME3 0AB TQ 871 752
1 | CDHAW3 | T-1 | Capacity Auction | 2021 | CONRAD ENERGY (DEVELOPMENTS) LIMITED |  | Hawarden | Conrad Energy (Holdings) Limited | 01235427290 | info@conradenergy.co.uk | Distribution | Non CMRS | New Build Generating CMU | Gas |  |  | Prequalified | Opt-In |  | 1 |  | Yes |  |  | 23810 |  | 2.5 |  |  | 2.381 |  |  |  | 2.381 | [7 empty] | Yes | [14 empty] | Deferred
X | CDHAW3 - Component - CDHAW3 | [13 empty] | Reciprocating engines | [21 empty] | New Build Generating CMU comprising of gas fuelled reciprocating engines and gas delivery plant Hawarden Industrial Park Clwyd Close Manor Lane Hawarden Deeside CH5 3PZ SJ 339 649
2 | CDLAG3 | T-1 | Capacity Auction | 2021 | CONRAD ENERGY (DEVELOPMENTS) LIMITED |  | Langage | Conrad Energy (Holdings) Limited | 01235427290 | info@conradenergy.co.uk | Distribution | Non CMRS | New Build Generating CMU | Gas |  |  | Prequalified | Opt-In |  | 1 |  | Yes |  |  | 40470 |  | 4.25 |  |  | 4.047 |  |  |  | 4.047 | [7 empty] | Yes | [14 empty] | Deferred
X | CDLAG3 - Component - CDLAG3 | [13 empty] | Reciprocating engines | [21 empty] | New Build Generating CMU comprising of gas fuelled reciprocating engines and gas delivery plant Applied Automation Eastern Wood Road Langage Industrial Estate PL7 5ET SX 566 558
1 | CDLOW3 | T-1 | Capacity Auction | 2021 | CONRAD ENERGY (DEVELOPMENTS) LIMITED |  | Lower Dunton | Conrad Energy (Holdings) Limited | 01235427290 | info@conradenergy.co.uk | Distribution | Non CMRS | New Build Generating CMU | Gas |  |  | Prequalified | Opt-In |  | 1 |  | Yes |  |  | 180 |  | 7.5 |  |  | 7.142 |  |  |  | 7.142 | [7 empty] | Yes | [14 empty] | Deferred
X | CDLOW3 - Component - CDLOW3 | [13 empty] | Reciprocating engines | [21 empty] | New Build Generating CMU comprising of gas fuelled reciprocating engines and gas delivery plant Lower Dunton Road Basildon CM13 3SS TQ 655 879
2 | CDMDD2 | T-1 | Capacity Auction | 2021 | CONRAD ENERGY (DEVELOPMENTS) LIMITED |  | Middleton Junction | Conrad Energy (Holdings) Limited | 01235427290 | info@conradenergy.co.uk | Distribution | Non CMRS | New Build Generating CMU | Gas |  |  | Conditionally Prequalified | Opt-In |  | 1 |  | Yes |  |  | 0 | Yes | 8.6 |  |  | 8.189 |  |  |  | 8.189 | [7 empty] | Yes | [14 empty] | Deferred
X | CDMDD2 - Component - CDMDD2 | [13 empty] | Reciprocating engines | [21 empty] | New Build Generating CMU comprising of gas fuelled reciprocating engines and gas delivery plant Pandora Business Park Greengate Middleton Manchester M24 1RU SD 886 042
1 | CDMIN2 | T-1 | Capacity Auction | 2021 | CONRAD ENERGY (DEVELOPMENTS) LIMITED |  | Minehead | Conrad Energy (Holdings) Limited | 01235427290 | info@conradenergy.co.uk | Distribution | Non CMRS | New Build Generating CMU | Gas |  |  | Conditionally Prequalified | Opt-In |  | 1 |  | Yes |  |  | 0 | Yes | 7.2 |  |  | 6.856 |  |  |  | 6.856 | [7 empty] | Yes | [14 empty] | Deferred
X | CDMIN2 - Component - CDMIN2 | [13 empty] | Reciprocating engines | [21 empty] | New Build Generating CMU comprising of gas fuelled reciprocating engines and gas delivery plant Land at Exmoor Windows Brunel Way Minehead TA24 5BY SS 976 458
2 | CDPLY3 | T-1 | Capacity Auction | 2021 | CONRAD ENERGY (DEVELOPMENTS) LIMITED |  | Plymouth | Conrad Energy (Holdings) Limited | 01235427290 | info@conradenergy.co.uk | Distribution | Non CMRS | New Build Generating CMU | Gas |  |  | Prequalified | Opt-In |  | 1 |  | Yes |  |  | 47610 |  | 5 |  |  | 4.761 |  |  |  | 4.761 | [7 empty] | Yes | [14 empty] | Deferred
X | CDPLY3 - Component - CDPLY3 | [13 empty] | Reciprocating engines | [21 empty] | New Build Generating CMU comprising of gas fuelled reciprocating engines and gas delivery plant 53 Valley Road Plymouth PL7 1RF SX 532 563
1 | CDPMG1 | T-1 | Capacity Auction | 2021 | CONRAD ENERGY (DEVELOPMENTS) LIMITED |  | Porthmadog | Conrad Energy (Holdings) Limited | 01235427290 | info@conradenergy.co.uk | Distribution | Non CMRS | New Build Generating CMU | Gas |  |  | Conditionally Prequalified | Opt-In |  | 1 |  | Yes |  |  | 0 | Yes | 5 |  |  | 4.761 |  |  |  | 4.761 | [7 empty] | Yes | [14 empty] | Deferred
X | CDPMG1 - Component - CDPMG1 | [13 empty] | Reciprocating engines | [21 empty] | New Build Generating CMU comprising of gas fuelled reciprocating engines and gas delivery plant Penamser Road, Porthmadog, Gwnyedd, LL49 9NX SH 559 393
2 | CDRUN2 | T-1 | Capacity Auction | 2021 | CONRAD ENERGY (DEVELOPMENTS) LIMITED |  | Runcorn | Conrad Energy (Holdings) Limited | 01235427290 | info@conradenergy.co.uk | Distribution | Non CMRS | New Build Generating CMU | Gas |  |  | Prequalified | Opt-In |  | 1 |  | Yes |  |  | 42850 |  | 4.5 |  |  | 4.285 |  |  |  | 4.285 | [7 empty] | Yes | [14 empty] | Deferred
X | CDRUN2 - Component - CDRUN2 | [13 empty] | Reciprocating engines | [21 empty] | New Build Generating CMU comprising of gas fuelled reciprocating engines and gas delivery plant Davy Road Astmoor Industrial Estate Runcorn WA7 1PZ SJ 532 829
1 | CDSTK1 | T-1 | Capacity Auction | 2021 | CONRAD ENERGY (DEVELOPMENTS) LIMITED |  | Stockport | Conrad Energy (Holdings) Limited | 01235427290 | info@conradenergy.co.uk | Distribution | Non CMRS | New Build Generating CMU | Gas |  |  | Not Prequalified | Opt-In |  | 1 |  | Yes |  |  | 0 | Yes | 9.9 |  |  | 9.427 |  |  |  | 9.427 | [7 empty] | Yes | [14 empty] | Deferred
X | CDSTK1 - Component - CDSTK1 | [13 empty] | Reciprocating engines | [21 empty] | New Build Generating CMU comprising of gas fuelled reciprocating engines and gas delivery plant Adsworth Road, Stockport, SK3 8LF SJ 890 885
2 | CDSUN3 | T-1 | Capacity Auction | 2021 | CONRAD ENERGY (DEVELOPMENTS) LIMITED |  | Sundon | Conrad Energy (Holdings) Limited | 01235427290 | info@conradenergy.co.uk | Distribution | Non CMRS | New Build Generating CMU | Gas |  |  | Conditionally Prequalified | Opt-In |  | 1 |  | Yes |  |  | 0 | Yes | 5 |  |  | 4.761 |  |  |  | 4.761 | [7 empty] | Yes | [14 empty] | Deferred
X | CDSUN3 - Component - CDSUN3 | [13 empty] | Reciprocating engines | [21 empty] | New Build Generating CMU comprising of gas fuelled reciprocating engines and gas delivery plant Luton Road, Fancott, Toddington LU5 6HT TL 023 275
1 | CDSWA1 | T-1 | Capacity Auction | 2021 | Birmingham Power Limited |  | Sandwell A |  | 01902864610 | contactus@leadinginitiatives.co.uk | Distribution | Non CMRS | New Build Generating CMU | Gas |  |  | Not Prequalified | Opt-In |  | 1 |  | Yes |  |  | 0 |  | 6 |  |  | 5.713 |  |  |  | 5.713 | [7 empty] | Yes | [14 empty] | Deferred
X | CDSWA1 - Component - CDSWA1 | [13 empty] | Reciprocating engines | [21 empty] | New Build Generating CMU comprising of gas fuelled reciprocating engines and gas delivery plant 10-14 Birmingham Road, West Bromwich, B71 4LD SP 023 901
2 | CDSWB1 | T-1 | Capacity Auction | 2021 | Oldbury Power Limited |  | Sandwell B |  | 01902864610 | contactus@leadinginitiatives.co.uk | Distribution | Non CMRS | New Build Generating CMU | Gas |  |  | Prequalified | Opt-In |  | 1 |  | Yes |  |  | 0 |  | 8 |  |  | 7.618 |  |  |  | 7.618 | [7 empty] | Yes | [14 empty] | Deferred
X | CDSWB1 - Component - CDSWB1 | [13 empty] | Reciprocating engines | [21 empty] | New Build Generating CMU comprising of gas fuelled reciprocating engines and gas delivery plant Land at Wolverhampton Road, Oldbury, B69 4RJ SO 987 882
1 | CDWHI3 | T-1 | Capacity Auction | 2021 | CONRAD ENERGY (DEVELOPMENTS) LIMITED |  | Whittlesey | Conrad Energy (Holdings) Limited | 01235427290 | info@conradenergy.co.uk | Distribution | Non CMRS | New Build Generating CMU | Gas |  |  | Prequalified | Opt-In |  | 1 |  | Yes |  |  | 180 |  | 7.5 |  |  | 7.142 |  |  |  | 7.142 | [7 empty] | Yes | [14 empty] | Deferred
X | CDWHI3 - Component - CDWHI3 | [13 empty] | Reciprocating engines | [21 empty] | New Build Generating CMU comprising of gas fuelled reciprocating engines and gas delivery plant Aaron Road Industrial Estate Peterborough Cambridgeshire PE7 2EX TL 281 963
2 | CDWOO3 | T-1 | Capacity Auction | 2021 | CONRAD ENERGY (DEVELOPMENTS) LIMITED |  | Wootton | Conrad Energy (Holdings) Limited | 01235427290 | info@conradenergy.co.uk | Distribution | Non CMRS | New Build Generating CMU | Gas |  |  | Prequalified | Opt-In |  | 1 |  | Yes |  |  | 0 |  | 6.5 |  |  | 6.189 |  |  |  | 6.189 | [7 empty] | Yes | [14 empty] | Deferred
X | CDWOO3 - Component - CDWOO3 | [13 empty] | Reciprocating engines | [21 empty] | New Build Generating CMU comprising of gas fuelled reciprocating engines and gas delivery plant Unit 1 Lanes Farm Marlborough Road Royal Wootton Bassett Swindon SN4 7SA SU 076 811
1 | CDWRA3 | T-1 | Capacity Auction | 2021 | CONRAD ENERGY (DEVELOPMENTS) LIMITED |  | Wrexham | Conrad Energy (Holdings) Limited | 01235427290 | info@conradenergy.co.uk | Distribution | Non CMRS | New Build Generating CMU | Gas |  |  | Prequalified | Opt-In |  | 1 |  | Yes |  |  | 47610 |  | 5 |  |  | 4.761 |  |  |  | 4.761 | [7 empty] | Yes | [14 empty] | Deferred
X | CDWRA3 - Component - CDWRA3 | [13 empty] | Reciprocating engines | [21 empty] | New Build Generating CMU comprising of gas fuelled reciprocating engines and gas delivery plant Oak Road Wrexham LL13 9RG SJ 386 495
2 | CDWRB3 | T-1 | Capacity Auction | 2021 | CONRAD ENERGY (DEVELOPMENTS) LIMITED |  | Wrexham B | Conrad Energy (Holdings) Limited | 01235427290 | info@conradenergy.co.uk | Distribution | Non CMRS | New Build Generating CMU | Gas |  |  | Prequalified | Opt-In |  | 1 |  | Yes |  |  | 46660 |  | 4.9 |  |  | 4.666 |  |  |  | 4.666 | [7 empty] | Yes | [14 empty] | Deferred
X | CDWRB3 - Component - CDWRB3 | [13 empty] | Reciprocating engines | [21 empty] | New Build Generating CMU comprising of gas fuelled reciprocating engines and gas delivery plant Oak Road Wrexham LL13 9RG SJ 386 495
1 | CDYEO3 | T-1 | Capacity Auction | 2021 | CONRAD ENERGY (DEVELOPMENTS) LIMITED |  | Yeovil | Conrad Energy (Holdings) Limited | 01235427290 | info@conradenergy.co.uk | Distribution | Non CMRS | New Build Generating CMU | Gas |  |  | Prequalified | Opt-In |  | 1 |  | Yes |  |  | 142830 |  | 15 |  |  | 14.283 |  |  |  | 14.283 | [7 empty] | Yes | [14 empty] | Deferred
X | CDYEO3 - Component - CDYEO3 | [13 empty] | Reciprocating engines | [21 empty] | Construction of a New Generating CMU comprising of gas fuelled reciprocating generation sets and gas delivery plant Oxford Road Yeovil BA21 5HR ST 576 169
2 | CDYXY1 | T-1 | Capacity Auction | 2021 | CONRAD ENERGY (DEVELOPMENTS) LIMITED |  | Yaxley | Conrad Energy (Holdings) Limited | 01235427290 | info@conradenergy.co.uk | Distribution | Non CMRS | New Build Generating CMU | Gas |  |  | Conditionally Prequalified | Opt-In |  | 1 |  | Yes |  |  | 0 | Yes | 7.2 |  |  | 6.856 |  |  |  | 6.856 | [7 empty] | Yes | [14 empty] | Deferred
X | CDYXY1 - Component - CDYXY1 | [13 empty] | Reciprocating engines | [21 empty] | New Build Generating CMU comprising of gas fuelled reciprocating engines and gas delivery plant Eagle Business Park, Yaxley, PE7 3GP TL 197 930
1 | CEN010 | T-1 | Capacity Auction | 2021 | E.ON UK Plc |  | CE WST_CRB2 |  | 07816292478 | EEMFM@eon.com | Distribution | Non CMRS | Existing Generating CMU | Gas |  |  | Prequalified | Opt-In |  | 1 |  |  |  |  | 0 |  | 2.49 |  |  | 2.241 |  |  |  | 2.241 | [7 empty] | Yes | [14 empty] | Deferred
X | CEN010 - Component - WSCHP1 | [13 empty] | Combined Heat and Power (CHP) | [21 empty] | A gas engine CHP site providing electricity & heat to the associated development Energy Centre Westfield London, Ariel Way, White City, London, W12 7GF TQ 235 802
X | CEN010 - Component - WSCHP2 | [13 empty] | Combined Heat and Power (CHP) | [21 empty] | A gas engine CHP site providing electricity & heat to the associated development Energy Centre Westfield London, Ariel Way, White City, London, W12 7GF TQ 235 802
X | CEN010 - Component - CBCHP2 | [13 empty] | Combined Heat and Power (CHP) | [21 empty] | A gas CHP generator providing hot water to a local district heating network, as well as a solar PV installation on site but is metered seperately to the CHP Cranbrook CHP2, Honiton Road, Cranbrook, Exeter, EX5 2DX SX 997 944
2 | CES0D3 | T-1 | Capacity Auction | 2021 | Industrial Energy Services Limited |  | Humber | ENGIE UK Holding (Services) Limited | 02082216530 | BES-ENGIE-UK-EnergyDept.uk@engie.com | Distribution | Non CMRS | Existing Generating CMU | Gas |  |  | Rejected | Opt-In |  | 1 |  |  |  |  | 0 |  | 5.703 |  |  | 5.131 |  |  |  | 5.382 | [7 empty] | No | No | Yes | Metering Option (a) (Supplier Settlement Metering Configuration Solution) | No |  |  | No | [7 empty] | No
X | CES0D3 - Component - HUMGT1 | [13 empty] | Combined Heat and Power (CHP) | [21 empty] | Combined Heat and Power Plant Grimsby made up of 5 generators totalling 30MW however the export capacity is limited to 6.MW (other generators are on site are defunct) so the participating generator sizes have been inserted pro rata to achieve the overall CMU capacity of 5.943 MW as per the 3 highest export peaks. Engie Great Coates, Grimsby, DN31 2TT TA 237 124
X | CES0D3 - Component - HUMGT2 | [13 empty] | Combined Heat and Power (CHP) | [21 empty] | Combined Heat and Power Plant Grimsby made up of 5 generators totalling 30MW however the export capacity is limited to 6.MW (other generators are on site are defunct) so the participating generator sizes have been inserted pro rata to achieve the overall CMU capacity of 5.943 MW as per the 3 highest export peaks Engie Great Coates, Grimsby, DN31 2TT TA 237 124
X | CES0D3 - Component - HUMST5 | [13 empty] | Combined Heat and Power (CHP) | [21 empty] | Combined Heat and Power Plant Grimsby made up of 5 generators totalling 30MW however the export capacity is limited to 6.MW (other generators are on site are defunct) so the participating generator sizes have been inserted pro rata to achieve the overall CMU capacity of 5.943 MW as per the 3 highest export peaks. Engie Great Coates, Grimsby, DN31 2TT TA 237 124
X | CES0D3 - Component - HUMST6 | [13 empty] | Combined Heat and Power (CHP) | [21 empty] | Combined Heat and Power Plant Grimsby made up of 5 generators totalling 30MW however the export capacity is limited to 6.MW (other generators are on site are defunct) so the participating generator sizes have been inserted pro rata to achieve the overall CMU capacity of 5.943 MW as per the 3 highest export peaks. Engie Great Coates, Grimsby, DN31 2TT TA 237 124
X | CES0D3 - Component - HUMGE1 | [13 empty] | Combined Heat and Power (CHP) | [21 empty] | Combined Heat and Power Plant Grimsby made up of 5 generators totalling 30MW however the export capacity is limited to 6.MW (other generators are on site are defunct) so the participating generator sizes have been inserted pro rata to achieve the overall CMU capacity of 5.943 MW as per the 3 highest export peaks. Engie Great Coates, Grimsby, DN31 2TT TA 237 124
1 | CONT20 | T-1 | Capacity Auction | 2021 | Harmony CS Limited |  | CONTEGO |  | 01423799109 | peter.kavanagh@harmonyenergy.co.uk | Distribution | Non CMRS | New Build Generating CMU | Storage - Battery |  | Yes | Rejected | Opt-In |  | 1 |  |  |  |  | 0 |  | 34 |  |  | 16.718 |  |  |  | 16.718 | [7 empty] | Yes | [14 empty] | Deferred
X | CONT20 - Component - CONT21 | [13 empty] | Storage (Duration 2h) | [21 empty] | A new build 34MW battery energy storage system Wearmaster House, Malthouse Lane, Hurstpierpoint, Hassocks, BN6 9LA TQ 291 189
2 | Copse4 | T-1 | Capacity Auction | 2021 | PUTNEY POWER LIMITED |  | Copse |  | 02070421100 | Info@agr-group.co.uk | Distribution | Non CMRS | Existing Generating CMU | Gas |  |  | Prequalified | Opt-In |  | 1 |  |  |  |  | 0 |  | 8.5 |  |  | 8.094 |  |  |  | 8.094 | [7 empty] | No | No | Yes | Metering Option (a) (Supplier Settlement Metering Configuration Solution) | No |  |  | No | [7 empty] | No
X | Copse4 - Component - Copse4 | [13 empty] | Reciprocating engines | [21 empty] | Containerised High Speed Gas-fired reciprocating engines with transformers, switchgear and associated control gear Land and Buildings Known as Teres House Copse Road And Land Lying to the North of East Denham Way Fleetwood FY7 7NY SD 330 469 | 1640000708055
1 | CRBY01 | T-1 | Capacity Auction | 2021 | Corby Power Limited | ESB Independent Generation Trading Limited | Corby_1 | ESBII UK LIMITED | 0035317027446 | esb.capacity.uk@esb.ie | Distribution | CMRS | Existing Generating CMU | Gas |  |  | Prequalified | Opt-In |  | 1 |  |  |  |  | 0 |  | 407 |  |  | 366.3 |  |  |  | 366.3 | [7 empty] | Yes | [14 empty] | Deferred
X | CRBY01 - Component - E_CORB-1 | [13 empty] | Combined Cycle Gas Turbine (CCGT) | [21 empty] | The CMU is a combined cycle gas turbine Mitchell Road, Phoenix Parkway, Corby, Northamptonshire, NN17 5QT SP 895 911
2 | DGWEST | T-1 | Capacity Auction | 2021 | Douglas West Wind Farm Ltd |  | Douglas West wind farm | Greencoat Uk Wind Holdco Limited | 02078329414 | natalia.avanesova@greencoat-capital.com | Transmission | CMRS | New Build Generating CMU | Onshore Wind |  |  | Prequalified | Opt-In |  | 1 |  | Yes |  |  | 0 |  | 45 |  |  | 3.605 |  |  |  | 3.605 | [7 empty] | Yes | [14 empty] | Deferred
X | DGWEST - Component - 000001 | [13 empty] | Onshore Wind | [21 empty] | 13-turbine wind farm located in Lanark, Scotland with the installed capacity of 45.000MW Hazelside, Glespin, Lanark, Scotland, ML11 0RL NS 845 345
1 | DRPKR1 | T-1 | Capacity Auction | 2021 | DURHAM RP LIMITED |  | Kestral Road |  | 01159061287 | paul.tittley@merciapr.co.uk | Distribution | Non CMRS | Existing Generating CMU | Gas |  |  | Prequalified | Opt-In |  | 1 |  |  |  |  | 0 |  | 4.017 |  |  | 3.825 |  |  |  | 3.809 | [7 empty] | No | No | Yes | Metering Option (a) (Supplier Settlement Metering Configuration Solution) | No |  |  | No | [7 empty] | No
X | DRPKR1 - Component - KR1201 | [13 empty] | Reciprocating engines | [21 empty] | Reciprocating genset in acoustic enclosure Land at Kestral Road, Mansfield NG18 5FU Mansfield SK 525 595
X | DRPKR1 - Component - KR1202 | [13 empty] | Reciprocating engines | [21 empty] | Reciprocating genset in acoustic enclosure Land at Kestral Road, Mansfield NG18 5FU Mansfield SK 525 595
2 | DSR402 | T-1 | Capacity Auction | 2021 | Limejump Ltd |  | DSRL27 | Shell Petroleum Company Limited(The) | 02083966848 | capacitymarket@limejump.com | Distribution | Non CMRS | Proven DSR CMU | DSR |  |  | Prequalified | Opt-In |  | 1 |  |  |  |  | 0 |  | 4 | 4 | 3.168 | 3.168 |  |  |  | 3.168 | [7 empty] | No | No | Yes | Metering Option (a) (Supplier Settlement Metering Configuration Solution) | No |  |  | No | [7 empty] | No
X | DSR402 - Component - DSR402 | [13 empty] | DSR | [21 empty] | 4MW of demand reduction Norbord Morayhill Dalcross Inverness IV2 7JQ NH 751 490
1 | DSR452 | T-1 | Capacity Auction | 2021 | Limejump Ltd |  | DSR452 | Shell Petroleum Company Limited(The) | 02083966848 | capacitymarket@limejump.com | Distribution | Non CMRS | Unproven DSR CMU | DSR |  |  | Prequalified | Opt-In |  | 1 | Yes |  |  |  | 0 |  | 4 |  | 3.168 | 3.168 |  |  |  | 3.168 | [7 empty] | Yes | [14 empty] | Deferred
X | DSR452 - Component - DSR452 | [13 empty] | DSR | [21 empty] | N/A N/A N/A
2 | DSR454 | T-1 | Capacity Auction | 2021 | Limejump Ltd |  | DSR454 | Shell Petroleum Company Limited(The) | 02083966848 | capacitymarket@limejump.com | Distribution | Non CMRS | Unproven DSR CMU | DSR |  |  | Prequalified | Opt-In |  | 1 | Yes |  |  |  | 0 |  | 5 |  | 3.961 | 3.961 |  |  |  | 3.961 | [7 empty] | Yes | [14 empty] | Deferred
X | DSR454 - Component - DSR454 | [13 empty] | DSR | [21 empty] | N/A N/A N/A
1 | DSR455 | T-1 | Capacity Auction | 2021 | Limejump Ltd |  | DSR455 | Shell Petroleum Company Limited(The) | 02083966848 | capacitymarket@limejump.com | Distribution | Non CMRS | Unproven DSR CMU | DSR |  |  | Prequalified | Opt-In |  | 1 | Yes |  |  |  | 0 |  | 10 |  | 7.921 | 7.921 |  |  |  | 7.921 | [7 empty] | Yes | [14 empty] | Deferred
X | DSR455 - Component - DSR455 | [13 empty] | DSR | [21 empty] | N/A N/A N/A
2 | DSRBS1 | T-1 | Capacity Auction | 2021 | Zenobe Energy Limited |  | Bus Depot 1 |  | 02039127853 | contact@zenobe.com | Distribution | Non CMRS | Unproven DSR CMU | DSR |  |  | Prequalified | Opt-In |  | 1 | Yes |  |  |  | 0 |  | 2.89 |  | 2.29 | 2.29 |  |  |  | 2.289 | [7 empty] | Yes | [14 empty] | Deferred
X | DSRBS1 - Component - NXYaWo | [13 empty] | DSR | [21 empty] | 0.52MW Battery Storage located at National Express Yardley Wood Yardley Wood Bus Depot, Yardley Wood Rd, Yardley Wood, Birmingham, B14 4BN SP 089 797
X | DSRBS1 - Component - SCGuil | [13 empty] | DSR | [21 empty] | 390kW Battery Storage located at Stagecoach Guildford depot Stagecoach Guildford, Peasmarsh, Guildford, GU3 1LZ SU 992 461
X | DSRBS1 - Component - NEWPOR | [13 empty] | DSR | [21 empty] | 0.39MW Battery Storage located at Newport Bus depot 160 Corporation Road, Newport, Gwent, NP19 0WF ST 319 880
X | DSRBS1 - Component - FGLEED | [13 empty] | DSR | [21 empty] | 0.39MW Battery Storage located at Hunslet Park Depot, Leeds Hunslet Park Depot, Donisthorpe Street, Leeds, Yorkshire, LS10 1PL SE 311 322
X | DSRBS1 - Component - NXCOVE | [13 empty] | DSR | [21 empty] | 1.2MW Battery Storage located at National Express Coventry 2 Ford St, Coventry CV1 5WT SP 338 793
1 | DSRP01 | T-1 | Capacity Auction | 2021 | Enel X UK Limited |  | NDSR01 | ENEL X INTERNATIONAL S.R.L. | 448006800647 | em-support@enernoc.com | Distribution | Non CMRS | Proven DSR CMU | DSR |  |  | Prequalified | Opt-In |  | 1 |  |  |  |  | 0 |  | 24.98 | 24.98 | 19.787 | 19.787 |  |  |  | 19.787 | [7 empty] | No | No | Yes | Metering Option (a) (Supplier Settlement Metering Configuration Solution) | No |  |  | No | [7 empty] | No
X | DSRP01 - Component - NDSR01 | [13 empty] | DSR | [21 empty] | Standby generation Griffith House, 280 Old Marylebone Road, London NW1 5RJ TQ 273 817
2 | DSRP02 | T-1 | Capacity Auction | 2021 | Enel X UK Limited |  | NDSR02 | ENEL X INTERNATIONAL S.R.L. | 448006800647 | em-support@enernoc.com | Distribution | Non CMRS | Proven DSR CMU | DSR |  |  | Prequalified | Opt-In |  | 1 |  |  |  |  | 0 |  | 12.49 | 12.49 | 9.893 | 9.893 |  |  |  | 9.893 | [7 empty] | No | No | Yes | Metering Option (a) (Supplier Settlement Metering Configuration Solution) | No |  |  | No | [7 empty] | No
X | DSRP02 - Component - NDSR02 | [13 empty] | DSR | [21 empty] | Standby generation Lots Road, Chelsea, London SE10 0QG TQ 399 790
1 | DSRP03 | T-1 | Capacity Auction | 2021 | Enel X UK Limited |  | NDSR03 | ENEL X INTERNATIONAL S.R.L. | 448006800647 | em-support@enernoc.com | Distribution | Non CMRS | Proven DSR CMU | DSR |  |  | Prequalified | Opt-In |  | 1 |  |  |  |  | 0 |  | 18.739 | 18.739 | 14.843 | 14.843 |  |  |  | 14.843 | [7 empty] | No | No | Yes | Metering Option (a) (Supplier Settlement Metering Configuration Solution) | No |  |  | No | [7 empty] | No
X | DSRP03 - Component - NDSR03A | [13 empty] | DSR | [21 empty] | Standby generation Mansell Street, London E1 8AA TQ 338 811
X | DSRP03 - Component - NDSR03B | [13 empty] | DSR | [21 empty] | Standby generation. Stephenson Street, West Ham, London E16 4SA TQ 391 819
2 | DSRP04 | T-1 | Capacity Auction | 2021 | Enel X UK Limited |  | NDSR04 | ENEL X INTERNATIONAL S.R.L. | 448006800647 | em-support@enernoc.com | Distribution | Non CMRS | Proven DSR CMU | DSR |  |  | Prequalified | Opt-In |  | 1 |  |  |  |  | 0 |  | 15.019 | 15.019 | 11.897 | 11.897 |  |  |  | 11.897 | [7 empty] | No | No | Yes | Metering Option (a) (Supplier Settlement Metering Configuration Solution) | No |  |  | No | [7 empty] | No
X | DSRP04 - Component - NDSR04 | [13 empty] | DSR | [21 empty] | The CMU Component reduces import demand by turning off equipment and other non-essential loads. Hope Works, Hope Valley,, Derbyshire, S33 6RP SK 164 825
1 | DSRP07 | T-1 | Capacity Auction | 2021 | Enel X UK Limited |  | NDSR07 | ENEL X INTERNATIONAL S.R.L. | 448006800647 | em-support@enernoc.com | Distribution | Non CMRS | Proven DSR CMU | DSR |  |  | Prequalified | Opt-In |  | 1 |  |  |  |  | 0 |  | 3.29 | 3.29 | 2.61 | 2.61 |  |  |  | 2.606 | [7 empty] | No | No | Yes | Metering Option (a) (Supplier Settlement Metering Configuration Solution) | No |  |  | No | [7 empty] | No
X | DSRP07 - Component - BSRT001 | [13 empty] | DSR | [21 empty] | The CMU Component reduces import demand by turning off equipment and other non-essential loads. BWW002, Alderly Pumping, Pumping Station, Alderly, Wotton Under Edge, GL12 7PQ ST 731 938
X | DSRP07 - Component - BRST002 | [13 empty] | DSR | [21 empty] | The CMU Component reduces import demand by turning off equipment and other non-essential loads. Banwell, , Banwell, BS29 6NY ST 399 589
X | DSRP07 - Component - BRST003 | [13 empty] | DSR | [21 empty] | The CMU Component reduces import demand by turning off equipment and other non-essential loads. BWW012, Banwell Spring, Banwell Spring Pumping Station, Banwell, Weston Super Mare, BS29 6EA ST 398 591
X | DSRP07 - Component - BRST004 | [13 empty] | DSR | [21 empty] | The CMU Component reduces import demand by turning off equipment and other non-essential loads. BWW011, Barrow, Barrow Gurney Pump, Barrow Gurney, Bristol, BS48 3SH ST 538 677
X | DSRP07 - Component - BRST005 | [13 empty] | DSR | [21 empty] | The CMU Component reduces import demand by turning off equipment and other non-essential loads. BWW027, Rowberrow, Rowberrow Booster Station, Brigwater Rd, Star, BS25 1QH ST 442 585
X | DSRP07 - Component - BRST006 | [13 empty] | DSR | [21 empty] | The CMU Component reduces import demand by turning off equipment and other non-essential loads. BWW010, Axbridge, Cheddar Road, Cheddar, Axbridge, BS26 2DL ST 437 545
X | DSRP07 - Component - BRST007 | [13 empty] | DSR | [21 empty] | The CMU Component reduces import demand by turning off equipment and other non-essential loads. BW016, Chew Magna, Winford Road, Chew Magna, Bs18, BS40 8QQ ST 567 631
X | DSRP07 - Component - BRST008 | [13 empty] | DSR | [21 empty] | The CMU Component reduces import demand by turning off equipment and other non-essential loads. BWW017, Chew Stoke, Chew Stoke Pump Station, Chew Stoke, Bristol, BS40 8XS ST 567 615
X | DSRP07 - Component - BRST009 | [13 empty] | DSR | [21 empty] | The CMU Component reduces import demand by turning off equipment and other non-essential loads. BWW019, Coley, Coley Road, Coley, East Harptree, BA3 4PW ST 594 545
X | DSRP07 - Component - BRST010 | [13 empty] | DSR | [21 empty] | The CMU Component reduces import demand by turning off equipment and other non-essential loads. West Pennard, Glastonbury, BA6 8NN ST 548 386
X | DSRP07 - Component - BRST011 | [13 empty] | DSR | [21 empty] | The CMU Component reduces import demand by turning off equipment and other non-essential loads. BWW004, Egford Main, Egford Hill, Frome, BA11 3JJ ST 756 480
X | DSRP07 - Component - BRST012 | [13 empty] | DSR | [21 empty] | The CMU Component reduces import demand by turning off equipment and other non-essential loads. BWW033, Forum Pumping Station, Back Lane, Downside, Shepton Mallet, BA4 4JR ST 622 447
X | DSRP07 - Component - BRST013 | [13 empty] | DSR | [21 empty] | The CMU Component reduces import demand by turning off equipment and other non-essential loads. BWW030, Stowey, Stowey Pstn & Twks, Gold Cross, Pensford, BS39 4DL ST 595 609
X | DSRP07 - Component - BRST014 | [13 empty] | DSR | [21 empty] | The CMU Component reduces import demand by turning off equipment and other non-essential loads. Hem Lane, Bridgewater Road, Bristol, BS48 3SQ ST 538 677
X | DSRP07 - Component - BRST015 | [13 empty] | DSR | [21 empty] | The CMU Component reduces import demand by turning off equipment and other non-essential loads. Highwood Lane Almondsbury, Almondsbury, Bristol, BS34 5SA ST 594 812
X | DSRP07 - Component - BRST016 | [13 empty] | DSR | [21 empty] | The CMU Component reduces import demand by turning off equipment and other non-essential loads. BWW024, Leigh On Mendip, Hollybush Lane, Leigh On Mendip, BA4 5UQ ST 611 433
X | DSRP07 - Component - BRST017 | [13 empty] | DSR | [21 empty] | The CMU Component reduces import demand by turning off equipment and other non-essential loads. BW007, Oldford High Lift, Oldford Highlift Pumping Station, Oldford Hi Resevoir, Iron Mill Lane, BA11 2ND ST 785 501
X | DSRP07 - Component - BRST018 | [13 empty] | DSR | [21 empty] | The CMU Component reduces import demand by turning off equipment and other non-essential loads. BWW036, Littleton, Littleton On Severn, Thornbury, Bristol, BS35 1NT ST 601 894
X | DSRP07 - Component - BSRT019 | [13 empty] | DSR | [21 empty] | The CMU Component reduces import demand by turning off equipment and other non-essential loads. BWW014, Cheddar T.W, Lower New Road, Cheddar, Bs27, BS27 3DY ST 450 531
X | DSRP07 - Component - BRST020 | [13 empty] | DSR | [21 empty] | The CMU Component reduces import demand by turning off equipment and other non-essential loads. BWW006, Oldford Borehole, Oldford Borehole, Lullington Lane, Frome, BA11 2NF ST 786 504
X | DSRP07 - Component - BRST021 | [13 empty] | DSR | [21 empty] | The CMU Component reduces import demand by turning off equipment and other non-essential loads. Milton Road, Weston Super Mare, Weston Super Mare, BS22 8AA ST 336 619
X | DSRP07 - Component - BRST022 | [13 empty] | DSR | [21 empty] | The CMU Component reduces import demand by turning off equipment and other non-essential loads. BW020, Dryhill, Queens Avenue, Portishead, Bs20, BS20 6NG ST 461 761
X | DSRP07 - Component - BRST023 | [13 empty] | DSR | [21 empty] | The CMU Component reduces import demand by turning off equipment and other non-essential loads. BWW026, Pucklechurch, Shortwood Road, Pucklechurch, Bristol, BS16 9PQ ST 689 757
X | DSRP07 - Component - BRST024 | [13 empty] | DSR | [21 empty] | The CMU Component reduces import demand by turning off equipment and other non-essential loads. BWW028, Sperrings Green, Chewton Mendip, Chewton Mendip, BA3 4LN ST 588 519
X | DSRP07 - Component - BRST025 | [13 empty] | DSR | [21 empty] | The CMU Component reduces import demand by turning off equipment and other non-essential loads. BWW013, Blagdon, Station Road, Blagdon, Bristol, BS40 7UN ST 502 600
X | DSRP07 - Component - BRST026 | [13 empty] | DSR | [21 empty] | The CMU Component reduces import demand by turning off equipment and other non-essential loads. BWW032, Winscombe, Rowberrow, Winscombe, BS25 1QH ST 442 585
2 | DSRP38 | T-1 | Capacity Auction | 2021 | Enel X UK Limited |  | XDSR38 | ENEL X INTERNATIONAL S.R.L. | 448006800647 | em-support@enernoc.com | Distribution | Non CMRS | Proven DSR CMU | DSR |  |  | Prequalified | Opt-In |  | 1 |  |  |  |  | 0 |  | 7.434 | 7.434 | 5.888 | 5.888 |  |  |  | 5.888 | [7 empty] | No | No | Yes | Metering Option (a) (Supplier Settlement Metering Configuration Solution) | No |  |  | No | [7 empty] | No
X | DSRP38 - Component - Aberthaw Works | [13 empty] | DSR | [21 empty] | The CMU Component reduces import demand by turning off equipment and other non-essential loads. Blue Circle Cement, Aberthaw Works, East Aberthaw, Barry, South Glamorgan, CF62 3ZR ST 033 672
X | DSRP38 - Component - Dunbar Works | [13 empty] | DSR | [21 empty] | The CMU Component reduces import demand by turning off equipment and other non-essential loads. Dunbar Works, Dunbar, East Lothian, EH42 1SL NT 705 764
1 | DSRP39 | T-1 | Capacity Auction | 2021 | Enel X UK Limited |  | XDSR39 | ENEL X INTERNATIONAL S.R.L. | 448006800647 | em-support@enernoc.com | Distribution | Non CMRS | Proven DSR CMU | DSR |  |  | Prequalified | Opt-In |  | 1 |  |  |  |  | 0 |  | 7.435 | 7.435 | 5.889 | 5.889 |  |  |  | 5.889 | [7 empty] | No | No | Yes | Metering Option (a) (Supplier Settlement Metering Configuration Solution) | No |  |  | No | [7 empty] | No
X | DSRP39 - Component - XDSR39 | [13 empty] | DSR | [21 empty] | The CMU Component reduces import demand by turning off equipment and other non-essential loads. Waterswallows, Tunstead Quarry, Tunstead, Buxton, Derbyshire SK17 8TG SK 096 755
2 | DSRUU1 | T-1 | Capacity Auction | 2021 | BESS HOLDCO 8 LIMITED |  | United Utilities Preston | Zenobe Energy Limited | 02039127853 | contact@zenobe.com | Distribution | Non CMRS | Unproven DSR CMU | DSR |  |  | Prequalified | Opt-In |  | 1 | Yes |  |  |  | 0 |  | 1.89 |  | 1.497 | 1.497 |  |  |  | 1.497 | [7 empty] | Yes | [14 empty] | Deferred
X | DSRUU1 - Component - DSRUU1 | [13 empty] | DSR | [21 empty] | 1.89MW Battery Storage located at United Utilities Preston UNITED UTILITIES, Water Treatment Works, Preston New Road, Clifton, PRESTON, PR4 0XQ SD 455 282
1 | DSRWAL | T-1 | Capacity Auction | 2021 | BESS HOLDCO 14 LIMITED |  | Abellio Walworth | Zenobe Energy Limited | 02039127853 | contact@zenobe.com | Distribution | Non CMRS | Unproven DSR CMU | DSR |  |  | Prequalified | Opt-In |  | 1 | Yes |  |  |  | 0 |  | 1.26 |  | 0.998 | 0.998 |  |  |  | 0.998 | [7 empty] | Yes | [14 empty] | Deferred
X | DSRWAL - Component - DSRWAL | [13 empty] | DSR | [21 empty] | 1.26MW Battery Storage located at Abellio Walworth depot 301 Camberwell New Rd, Camberwell, London, SE5 0TF TQ 324 769
2 | DSRX01 | T-1 | Capacity Auction | 2021 | Enel X UK Limited |  | DSRX01 | ENEL X INTERNATIONAL S.R.L. | 448006800647 | em-support@enernoc.com | Distribution | Non CMRS | Unproven DSR CMU | DSR |  |  | Prequalified | Opt-In |  | 1 | Yes |  |  |  | 39605 |  | 10 |  | 7.921 | 7.921 |  |  |  | 7.921 | [7 empty] | Yes | [14 empty] | Deferred
X | DSRX01 - Component - DSRX01 | [13 empty] | DSR | [21 empty] | Component has yet to be procured. Component has yet to be procured. N/A
1 | DSRX02 | T-1 | Capacity Auction | 2021 | Enel X UK Limited |  | DSRX02 | ENEL X INTERNATIONAL S.R.L. | 448006800647 | em-support@enernoc.com | Distribution | Non CMRS | Unproven DSR CMU | DSR |  |  | Prequalified | Opt-In |  | 1 | Yes |  |  |  | 39605 |  | 10 |  | 7.921 | 7.921 |  |  |  | 7.921 | [7 empty] | Yes | [14 empty] | Deferred
X | DSRX02 - Component - DSRX02 | [13 empty] | DSR | [21 empty] | Component has yet to be procured. Component has yet to be procured. N/A
2 | DSRX03 | T-1 | Capacity Auction | 2021 | Enel X UK Limited |  | DSRX03 | ENEL X INTERNATIONAL S.R.L. | 448006800647 | em-support@enernoc.com | Distribution | Non CMRS | Unproven DSR CMU | DSR |  |  | Prequalified | Opt-In |  | 1 | Yes |  |  |  | 39605 |  | 10 |  | 7.921 | 7.921 |  |  |  | 7.921 | [7 empty] | Yes | [14 empty] | Deferred
X | DSRX03 - Component - DSRX03 | [13 empty] | DSR | [21 empty] | Component has yet to be procured. Component has yet to be procured. N/A
1 | DSRX04 | T-1 | Capacity Auction | 2021 | Enel X UK Limited |  | DSRX04 | ENEL X INTERNATIONAL S.R.L. | 448006800647 | em-support@enernoc.com | Distribution | Non CMRS | Unproven DSR CMU | DSR |  |  | Prequalified | Opt-In |  | 1 | Yes |  |  |  | 39605 |  | 10 |  | 7.921 | 7.921 |  |  |  | 7.921 | [7 empty] | Yes | [14 empty] | Deferred
X | DSRX04 - Component - DSRX04 | [13 empty] | DSR | [21 empty] | Component has yet to be procured. Component has yet to be procured. N/A
2 | DSRX05 | T-1 | Capacity Auction | 2021 | Enel X UK Limited |  | DSRX05 | ENEL X INTERNATIONAL S.R.L. | 448006800647 | em-support@enernoc.com | Distribution | Non CMRS | Unproven DSR CMU | DSR |  |  | Prequalified | Opt-In |  | 1 | Yes |  |  |  | 39605 |  | 10 |  | 7.921 | 7.921 |  |  |  | 7.921 | [7 empty] | Yes | [14 empty] | Deferred
X | DSRX05 - Component - DSRX05 | [13 empty] | DSR | [21 empty] | Component has yet to be procured. Component has yet to be procured. N/A
1 | DSRX76 | T-1 | Capacity Auction | 2021 | Enel X UK Limited |  | DSRX76 | ENEL X INTERNATIONAL S.R.L. | 448006800647 | em-support@enernoc.com | Distribution | Non CMRS | Unproven DSR CMU | DSR |  |  | Prequalified | Opt-In |  | 1 | Yes |  |  |  | 39605 |  | 10 |  | 7.921 | 7.921 |  |  |  | 7.921 | [7 empty] | Yes | [14 empty] | Deferred
X | DSRX76 - Component - DSRX76 | [13 empty] | DSR | [21 empty] | Component has yet to be procured. Component has yet to be procured. N/A
2 | DSRX77 | T-1 | Capacity Auction | 2021 | Enel X UK Limited |  | DSRX77 | ENEL X INTERNATIONAL S.R.L. | 448006800647 | em-support@enernoc.com | Distribution | Non CMRS | Unproven DSR CMU | DSR |  |  | Prequalified | Opt-In |  | 1 | Yes |  |  |  | 27725 |  | 7 |  | 5.545 | 5.545 |  |  |  | 5.545 | [7 empty] | Yes | [14 empty] | Deferred
X | DSRX77 - Component - DSRX77 | [13 empty] | DSR | [21 empty] | Component has yet to be procured. Component has yet to be procured. N/A
1 | DSRX78 | T-1 | Capacity Auction | 2021 | Enel X UK Limited |  | DSRX78 | ENEL X INTERNATIONAL S.R.L. | 448006800647 | em-support@enernoc.com | Distribution | Non CMRS | Unproven DSR CMU | DSR |  |  | Prequalified | Opt-In |  | 1 | Yes |  |  |  | 106845 |  | 26.978 |  | 21.369 | 21.369 |  |  |  | 21.369 | [7 empty] | Yes | [14 empty] | Deferred
X | DSRX78 - Component - DSRX78 | [13 empty] | DSR | [21 empty] | Component yet to be procured. Component yet to be procured. N/A
2 | DST017 | T-1 | Capacity Auction | 2021 | E.ON UK Plc |  | EON026 |  | 07816292478 | EEMFM@eon.com | Distribution | CMRS | Proven DSR CMU | DSR |  |  | Prequalified | Opt-In |  | 1 |  |  |  |  | 0 |  | 24.153 | 24.153 | 19.132 | 19.132 |  |  |  | 19.132 | [7 empty] | No |  |  |  | No | [10 empty] | No
X | DST017 - Component - OUT_TIN | [13 empty] | DSR | [21 empty] | DSR component providing load turn-down at a steel melting facility with electric arc-furnaces SMACC Melting Shop, Shepcote Lane, Europa Link, Sheffield, S9 1TZ SK 402 893
1 | DST018 | T-1 | Capacity Auction | 2021 | E.ON UK Plc |  | EON029 |  | 07816292478 | EEMFM@eon.com | Distribution | Non CMRS | Proven DSR CMU | DSR |  |  | Prequalified | Opt-In |  | 1 |  |  |  |  | 0 |  | 4.361 | 4.361 | 3.454 | 3.454 |  |  |  | 3.454 | [7 empty] | No | No | Yes | Metering Option (b) (Bespoke Metering Configuration Solution) | No | No |  |  |  | Yes |  | N/A | Yes |  |  | Yes
X | DST018 - Component - BIL_BEE | [13 empty] | DSR | [21 empty] | Paper products manufacturing site carrying out DSR by load turn-down Waterhouse Mills, Beetham, Milnthorpe, Cumbria, LA7 7AR SD 496 799
2 | DST019 | T-1 | Capacity Auction | 2021 | E.ON UK Plc |  | EON027 |  | 07816292478 | EEMFM@eon.com | Distribution | Non CMRS | Proven DSR CMU | DSR |  |  | Prequalified | Opt-In |  | 1 |  |  |  |  | 0 |  | 5.506 | 5.506 | 4.361 | 4.361 |  |  |  | 4.361 | [7 empty] | No | No | Yes | Metering Option (a) (Supplier Settlement Metering Configuration Solution) | No |  |  | No | [7 empty] | No
X | DST019 - Component - KCC_NFM | [13 empty] | DSR | [21 empty] | Paper Mill carrying out DSR using load turn-down. Northfleet Mill, Crete Hall Road, Gravesend, DA11 9AD TQ 626 742
1 | DST020 | T-1 | Capacity Auction | 2021 | E.ON UK Plc |  | EON028 |  | 07816292478 | EEMFM@eon.com | Distribution | Non CMRS | Proven DSR CMU | DSR |  |  | Prequalified | Opt-In |  | 1 |  |  |  |  | 0 |  | 7.575 | 7.575 | 6 | 6 |  |  |  | 6 | [7 empty] | No | No | Yes | Metering Option (a) (Supplier Settlement Metering Configuration Solution) | No |  |  | No | [7 empty] | No
X | DST020 - Component - KCC_BAR | [13 empty] | DSR | [21 empty] | Paper Mill carrying out DSR using load turn-down. Barrow Mill, Park Road, Barrow in Furness, Cumbria, LA14 4TR SD 195 727
2 | DST021 | T-1 | Capacity Auction | 2021 | E.ON UK Plc |  | EONT005 |  | 07816292478 | EEMFM@eon.com | Distribution | Non CMRS | Proven DSR CMU | DSR |  |  | Prequalified | Opt-In |  | 1 |  |  |  |  | 0 |  | 3.27 | 3.27 | 2.59 | 2.59 |  |  |  | 2.59 | [7 empty] | No | No | Yes | Metering Option (a) (Supplier Settlement Metering Configuration Solution) | No |  |  | No | [7 empty] | No
X | DST021 - Component - DST005 | [13 empty] | DSR | [21 empty] | DSR component providing load turn-down at a paper product manufacturing site Flint Mill, Aber Road, Flint, CH6 5EX SJ 236 735
1 | DST022 | T-1 | Capacity Auction | 2021 | E.ON UK Plc |  | EONT022 |  | 07816292478 | EEMFM@eon.com | Distribution | Non CMRS | Unproven DSR CMU | DSR |  |  | Prequalified | Opt-In |  | 1 | Yes |  |  |  | 222330 |  | 56.137 |  | 44.466 | 44.466 |  |  |  | 44.466 | [7 empty] | Yes | [14 empty] | Deferred
X | DST022 - Component - DST022 | [13 empty] | DSR | [21 empty] | N/A N/A N/A
2 | DST023 | T-1 | Capacity Auction | 2021 | E.ON UK Plc |  | EONT023 |  | 07816292478 | EEMFM@eon.com | Distribution | Non CMRS | Unproven DSR CMU | DSR |  |  | Prequalified | Opt-In |  | 1 | Yes |  |  |  | 12500 |  | 3.156 |  | 2.5 | 2.5 |  |  |  | 2.5 | [7 empty] | Yes | [14 empty] | Deferred
X | DST023 - Component - DST023 | [13 empty] | DSR | [21 empty] | N/A N/A N/A
1 | DST024 | T-1 | Capacity Auction | 2021 | E.ON UK Plc |  | EONT024 |  | 07816292478 | EEMFM@eon.com | Distribution | Non CMRS | Unproven DSR CMU | DSR |  |  | Prequalified | Opt-In |  | 1 | Yes |  |  |  | 28510 |  | 7.199 |  | 5.702 | 5.702 |  |  |  | 5.702 | [7 empty] | Yes | [14 empty] | Deferred
X | DST024 - Component - DST024 | [13 empty] | DSR | [21 empty] | N/A N/A N/A
2 | DST025 | T-1 | Capacity Auction | 2021 | E.ON UK Plc |  | EONT025 |  | 07816292478 | EEMFM@eon.com | Distribution | Non CMRS | Unproven DSR CMU | DSR |  |  | Prequalified | Opt-In |  | 1 | Yes |  |  |  | 15270 |  | 3.855 |  | 3.054 | 3.054 |  |  |  | 3.054 | [7 empty] | Yes | [14 empty] | Deferred
X | DST025 - Component - DST025 | [13 empty] | DSR | [21 empty] | N/A N/A N/A
1 | DST026 | T-1 | Capacity Auction | 2021 | E.ON UK Plc |  | EONT026 |  | 07816292478 | EEMFM@eon.com | Distribution | Non CMRS | Unproven DSR CMU | DSR |  |  | Prequalified | Opt-In |  | 1 | Yes |  |  |  | 15000 |  | 3.788 |  | 3 | 3 |  |  |  | 3 | [7 empty] | Yes | [14 empty] | Deferred
X | DST026 - Component - DST026 | [13 empty] | DSR | [21 empty] | N/A N/A N/A
2 | elms03 | T-1 | Capacity Auction | 2021 | Distributed Generators Limited |  | Elms |  | 02070421100 | info@agr-group.co.uk | Distribution | Non CMRS | Existing Generating CMU | Gas |  |  | Prequalified | Opt-In |  | 1 |  |  |  |  | 0 |  | 5 |  |  | 4.761 |  |  |  | 4.761 | [7 empty] | No | No | Yes | Metering Option (a) (Supplier Settlement Metering Configuration Solution) | No |  |  | No | [7 empty] | No
X | elms03 - Component - elms03 | [13 empty] | Reciprocating engines | [21 empty] | Containerised High Speed Gas-fired reciprocating engines with transformers, switchgear and associated control gear with a total connection capacity of 5MW. 1A Elms Farm Industrial Estate Edison Road Bedford Bedfordshire MK41 0HU TL 082 509 | 1050001458340
1 | EMISTA | T-1 | Capacity Auction | 2021 | OPEN ENERGI LIMITED |  | Open Energi 02 | Ombu Group Limited | 02030510600 | sebastian.blake@openenergi.com | Distribution | Non CMRS | Proven DSR CMU | DSR |  |  | Prequalified | Opt-In |  | 1 |  |  |  |  | 0 |  | 2.643 | 2.643 | 2.093 | 2.093 |  |  |  | 2.28 | [7 empty] | No | Yes | No | Metering Option (c) (Balancing Services Metering Configuration Solution) | No | Yes | Firm Frequency Response |  |  | Yes |  | Class 0.2s (IEC 62053-22) | Yes |  |  | Yes
X | EMISTA - Component - EMIRAT | [13 empty] | DSR | [21 empty] | Battery located behind-the-meter within football stadium, able to reduce imported electricity and/or export to local network Emirates Stadium, Hornsey Rd, London, N7 7AJ TQ312856
X | EMISTA - Component - EMIRA2 | [13 empty] | DSR | [21 empty] | Battery system installed at Emirates Stadium Emirates Stadium, Hornsey Rd, London, N7 7AJ TQ312856
2 | END027 | T-1 | Capacity Auction | 2021 | GridBeyond Limited |  | END027 |  | 01923431638 | secondary.trading@gridbeyond.com | Distribution | Non CMRS | Unproven DSR CMU | DSR |  |  | Rejected | Opt-In |  | 1 |  |  |  |  | 0 |  | 7.813 | 6.445 | 6.19 | 6.19 |  |  |  | 6.189 |  |  |  |  | 2020-01-09 |  | Post Auction DSR Test | No | No | Yes | Metering Option (a) (Supplier Settlement Metering Configuration Solution) | No |  |  | No | [7 empty] | No
X | END027 - Component - END027.2 | [13 empty] | DSR | [21 empty] | Load Response – Automated. Dispatch via Proprietary Panel encompassing industrial computer, smart meters, smart I/O &/or serial comms. ABP UK Shrewsbury, 1 Battlefield Rd, Shrewsbury SY1 4AH, United Kingdom SJ512163 | 1429531000000
X | END027 - Component - END027.3 | [13 empty] | DSR | [21 empty] | Load Response – Automated. Dispatch via Proprietary Panel encompassing industrial computer, smart meters, smart I/O &/or serial comms. Brakes, Portbury, Sheepway, Bristol BS20 7XN, United Kingdom ST498761 | 2200030347760
X | END027 - Component - END027.4 | [13 empty] | DSR | [21 empty] | Load Response – Automated. Dispatch via Proprietary Panel encompassing industrial computer, smart meters, smart I/O &/or serial comms. Desch Plantpak, Burnham Rd, Maldon, CM9 6NT, UK TL864015 | 1023484799984
X | END027 - Component - END027.5 | [13 empty] | DSR | [21 empty] | Load Response – Automated. Dispatch via Proprietary Panel encompassing industrial computer, smart meters, smart I/O &/or serial comms. Desch Plantpak, Burnham Rd, Maldon, CM9 6NT, UK TL864015 | 1014572506297
X | END027 - Component - END027.6 | [13 empty] | DSR | [21 empty] | Load Response – Automated. Dispatch via Proprietary Panel encompassing industrial computer, smart meters, smart I/O &/or serial comms. EnviroWales - Ebbw Vale - Site 1, Plateaux 1 & 2 Rassau Industrial Estate Ebbw Vale Blaenau Gwent NP23 5SD SO150122 | 2100040681424
X | END027 - Component - END027.7 | [13 empty] | DSR | [21 empty] | Load Response – Automated. Dispatch via Proprietary Panel encompassing industrial computer, smart meters, smart I/O &/or serial comms. EnviroWales - Ebbw Vale - Site 2, Plateaux 1 & 2 Rassau Industrial Estate Ebbw Vale Blaenau Gwent NP23 5SD SO150122 | 2100040681433
X | END027 - Component - END027.8 | [13 empty] | DSR | [21 empty] | Load Response – Automated. Dispatch via Proprietary Panel encompassing industrial computer, smart meters, smart I/O &/or serial comms. Furniss & White, 17 Abbey Way, North Anston Trading Estate, North Anston, Sheffield, S25 4JL SK509861 | 2300001126005
X | END027 - Component - END027.9 | [13 empty] | DSR | [21 empty] | Load Response – Automated. Dispatch via Proprietary Panel encompassing industrial computer, smart meters, smart I/O &/or serial comms. Weir Minerals, Halifax Rd, Todmorden OL14 5RT, United Kingdom SD944243 | 2326550140015
X | END027 - Component - END027.10 | [13 empty] | DSR | [21 empty] | Load Response – Automated. Dispatch via Proprietary Panel encompassing industrial computer, smart meters, smart I/O &/or serial comms. Ilfracombe Foodservice , Mullacott Cross Industrial Estate, Ilfracombe EX34 8PL SS515443 | 2200030355983
X | END027 - Component - END027.11 | [13 empty] | DSR | [21 empty] | Load Response – Automated. Dispatch via Proprietary Panel encompassing industrial computer, smart meters, smart I/O &/or serial comms. IPL Normanton, Premier Way North, Normanton Industrial Estate, Normanton WF6 1GY SE412231 | 2380000531720
X | END027 - Component - END027.12 | [13 empty] | DSR | [21 empty] | Load Response – Automated. Dispatch via Proprietary Panel encompassing industrial computer, smart meters, smart I/O &/or serial comms. Kerry Foods Menstrie - Glenochil Yeast Factory, Menstrie FK11 7ES, United Kingdom NS858964 | 1800035324530
X | END027 - Component - END027.13 | [13 empty] | DSR | [21 empty] | Load Response – Automated. Dispatch via Proprietary Panel encompassing industrial computer, smart meters, smart I/O &/or serial comms. Lineage Gillingham, Valentine Cl, Gillingham ME8 0QR, United Kingdom TQ792661 | 1900044426710
X | END027 - Component - END027.14 | [13 empty] | DSR | [21 empty] | Load Response – Automated. Dispatch via Proprietary Panel encompassing industrial computer, smart meters, smart I/O &/or serial comms. Lineage Glouster, Unilever UK Ice Cream, Corinium Ave, Gloucester GL4 3BW, United Kingdom SO862189 | 1460002225969
X | END027 - Component - END027.15 | [13 empty] | DSR | [21 empty] | Load Response – Automated. Dispatch via Proprietary Panel encompassing industrial computer, smart meters, smart I/O &/or serial comms. Milver Metals, Rowleys Green Industrial Estate, Coronel Ave, Coventry CV6 6AP SP341836 | 1100039669114
X | END027 - Component - END027.16 | [13 empty] | DSR | [21 empty] | Load Response – Automated. Dispatch via Proprietary Panel encompassing industrial computer, smart meters, smart I/O &/or serial comms. PCC Airfoils, Victoria Ave, Yeadon, Leeds, LS19 7AW SE218410 | 2316541175015
X | END027 - Component - END027.17 | [13 empty] | DSR | [21 empty] | Load Response – Automated. Dispatch via Proprietary Panel encompassing industrial computer, smart meters, smart I/O &/or serial comms. Regain Polymers, Newton Lane, Allerton Bywater, Castleford, West Yorkshire, WF10 2AL, UK SE427277 | 2346526710015
X | END027 - Component - END027.18 | [13 empty] | DSR | [21 empty] | Load Response – Automated. Dispatch via Proprietary Panel encompassing industrial computer, smart meters, smart I/O &/or serial comms. RK Drysdale, Old Cambus Quarry, Cockburnspath, Berwickshire, TD13 5YS NT812698 | 1800061119359
X | END027 - Component - END027.19 | [13 empty] | DSR | [21 empty] | Load Response – Automated. Dispatch via Proprietary Panel encompassing industrial computer, smart meters, smart I/O &/or serial comms. XPO - Avonmouth, St AndrewsRoad, Avonmouth, Bristol BS11 9HP ST520796 | 2200030348657
X | END027 - Component - END027.20 | [13 empty] | DSR | [21 empty] | Load Response – Automated. Dispatch via Proprietary Panel encompassing industrial computer, smart meters, smart I/O &/or serial comms. XPO - Kings Lynn, Wisbech Rd, King's Lynn PE30 5LQ, UK TF613184 | 1023500145813
X | END027 - Component - END027.21 | [13 empty] | DSR | [21 empty] | Load Response – Automated. Dispatch via Proprietary Panel encompassing industrial computer, smart meters, smart I/O &/or serial comms. XPO - Spalding, W Marsh Rd, Spalding PE11 2HR, UK TF258239 | 1100039600887
X | END027 - Component - END027.22 | [13 empty] | DSR | [21 empty] | Load Response – Automated. Dispatch via Proprietary Panel encompassing industrial computer, smart meters, smart I/O &/or serial comms. XPO - Warrington, 48 Hardwick Grange, Woolston, Warrington WA1 4RF, United Kingdom SJ650897
X | END027 - Component - END027.23 | [13 empty] | DSR | [21 empty] | Load Response – Automated. Dispatch via Proprietary Panel encompassing industrial computer, smart meters, smart I/O &/or serial comms. Yearsley - Wisbech, Weasenham La, Wisbech, PE13 2RN TF460084 | 1014572583343
X | END027 - Component - END027.24 | [13 empty] | DSR | [21 empty] | Load Response – Automated. Dispatch via Proprietary Panel encompassing industrial computer, smart meters, smart I/O &/or serial comms. Yeasrley - Bellshill, Belgowan Street, Bellshill ML4 3LB, UK NS728615 | 1800035323155
1 | END028 | T-1 | Capacity Auction | 2021 | GridBeyond Limited |  | END028 |  | 01923431638 | secondary.trading@gridbeyond.com | Distribution | Non CMRS | Unproven DSR CMU | DSR |  |  | Rejected | Opt-In |  | 1 |  |  |  |  | 0 |  | 7.338 | 8.738 | 5.811 | 5.811 |  |  |  | 5.812 |  |  |  |  | 30/07/2020 |  | Post Auction DSR Test | No | No | Yes | Metering Option (a) (Supplier Settlement Metering Configuration Solution) | No |  |  | No | [7 empty] | No
X | END028 - Component - END028.2 | [13 empty] | DSR | [21 empty] | Load Response – Automated. Dispatch via Proprietary Panel encompassing industrial computer, smart meters, smart I/O &/or serial comms. UCB, Spital Lane, Chesterfield, Derbyshire, S41 0EX SK389706 | 1100039606197
X | END028 - Component - END028.3 | [13 empty] | DSR | [21 empty] | Load Response – Automated. Dispatch via Proprietary Panel encompassing industrial computer, smart meters, smart I/O &/or serial comms. XPO - Easton, Easton, Grantham, NG33 5AU SK939265 | 1100039600371
X | END028 - Component - END028.4 | [13 empty] | DSR | [21 empty] | Load Response – Automated. Dispatch via Proprietary Panel encompassing industrial computer, smart meters, smart I/O &/or serial comms. XPO - Logistics Bedworth, St. Davids Way, Bermuda Park, Nuneaton, Warwickshire CV10 7SD SP356889 | 1100039650099
X | END028 - Component - END028.5 | [13 empty] | DSR | [21 empty] | Load Response – Automated. Dispatch via Proprietary Panel encompassing industrial computer, smart meters, smart I/O &/or serial comms. XPO - Logistics Luton, Skimpot Road, Luton LU4 0JD TL045222 | 1014572855665
X | END028 - Component - END028.6 | [13 empty] | DSR | [21 empty] | Load Response – Automated. Dispatch via Proprietary Panel encompassing industrial computer, smart meters, smart I/O &/or serial comms. XPO - Plymouth, Estover Road, Plymouth, Devon, PL6 7PF SX517597 | 2200030363549
X | END028 - Component - END028.7 | [13 empty] | DSR | [21 empty] | Load Response – Automated. Dispatch via Proprietary Panel encompassing industrial computer, smart meters, smart I/O &/or serial comms. XPO - Southampton, Goodward Road, Eastleigh, SO50 4NT SU445199 | 2000027464511
X | END028 - Component - END028.8 | [13 empty] | DSR | [21 empty] | Load Response – Automated. Dispatch via Proprietary Panel encompassing industrial computer, smart meters, smart I/O &/or serial comms. XPO - Taunton, 29 Frobisher Way, Taunton TA2 6BB ST208257 | 2200030363558
X | END028 - Component - END028.9 | [13 empty] | DSR | [21 empty] | Load Response – Automated. Dispatch via Proprietary Panel encompassing industrial computer, smart meters, smart I/O &/or serial comms. Yearsley - Belle Eau Park, Belle Eau Park, Bilsthorpe, Newark NG22 8TX, UK SK660593 | 1100039676219
X | END028 - Component - END028.10 | [13 empty] | DSR | [21 empty] | Load Response – Automated. Dispatch via Proprietary Panel encompassing industrial computer, smart meters, smart I/O &/or serial comms. Yearsley - Grimsby - Site 1, Tower Primary Distribution Centre, Marsden Rd, Cleethorpes, Grimsby DN31 3FS, UK TA289104 | 2376502980113
X | END028 - Component - END028.11 | [13 empty] | DSR | [21 empty] | Load Response – Automated. Dispatch via Proprietary Panel encompassing industrial computer, smart meters, smart I/O &/or serial comms. Yearsley - Hamshall, Unit 7, Faraday Avenue, Hams Hall Distribution Park, Coleshill, Birmingham, B46 1AL SP203918 | 1441003075007
X | END028 - Component - END028.12 | [13 empty] | DSR | [21 empty] | Load Response – Automated. Dispatch via Proprietary Panel encompassing industrial computer, smart meters, smart I/O &/or serial comms. Yearsley - Heywood, Hareshill Road, Heywood OL10 2TP, UK SD854089 | 1620000375968
X | END028 - Component - END028.13 | [13 empty] | DSR | [21 empty] | Load Response – Automated. Dispatch via Proprietary Panel encompassing industrial computer, smart meters, smart I/O &/or serial comms. Yearsley - Holmewood - Site 1, Holmewood Field Industrial Park, Park Rd, Holmewood Industrial Park, Holmewood, Chesterfield, Derbyshire S42 5BX SK428663 | 1100050652622
X | END028 - Component - END028.14 | [13 empty] | DSR | [21 empty] | Load Response – Automated. Dispatch via Proprietary Panel encompassing industrial computer, smart meters, smart I/O &/or serial comms. Yearsley - Holmewood - Site 2, Holmewood Field Industrial Park, Park Rd, Holmewood Industrial Park, Holmewood, Chesterfield, Derbyshire S42 5BX SK428663 | 1100050652631
X | END028 - Component - END028.15 | [13 empty] | DSR | [21 empty] | Load Response – Automated. Dispatch via Proprietary Panel encompassing industrial computer, smart meters, smart I/O &/or serial comms. Yearsley - Portbury, Garonor Way Royal Portbury Dock, Portbury, Bristol BS20 7XT ST506761 | 2200030353889
X | END028 - Component - END028.16 | [13 empty] | DSR | [21 empty] | Load Response – Automated. Dispatch via Proprietary Panel encompassing industrial computer, smart meters, smart I/O &/or serial comms. Yearsley - Seaham, Fox Cover industrial Est, Admiralty Way, Dawdon, Seaham SR7 7DN, United Kingdom NZ429477 | 1580000189303
X | END028 - Component - END028.17 | [13 empty] | DSR | [21 empty] | Load Response – Automated. Dispatch via Proprietary Panel encompassing industrial computer, smart meters, smart I/O &/or serial comms. Yearsley Coleshill, Coleshill, Birmingham B46 1JU SP197908 | 1424574100000
2 | END029 | T-1 | Capacity Auction | 2021 | GridBeyond Limited |  | END029 |  | 01923431638 | secondary.trading@gridbeyond.com | Distribution | Non CMRS | Unproven DSR CMU | DSR |  |  | Rejected | Opt-In |  | 1 |  |  |  |  | 0 |  | 6.864 | 6.85 | 5.437 | 5.437 |  |  |  | 5.437 |  |  |  |  | 20/07/2020 |  | Post Auction DSR Test | No | No | Yes | Metering Option (a) (Supplier Settlement Metering Configuration Solution) | No |  |  | No | [7 empty] | No
X | END029 - Component - END029.2 | [13 empty] | DSR | [21 empty] | Load Response – Automated. Dispatch via Proprietary Panel encompassing industrial computer, smart meters, smart I/O &/or serial comms. ABP Ellesmere, The Abattoir, Hordley, Ellesmere SY12 9BL, United Kingdom SJ396288 | 1300035369069
X | END029 - Component - END029.3 | [13 empty] | DSR | [21 empty] | Load Response – Automated. Dispatch via Proprietary Panel encompassing industrial computer, smart meters, smart I/O &/or serial comms. ACS&T - Grimsby - Site 1, Estate Road 2, South Humberside Trading Estate, Grimsby DN31 2TG TA251104 | 2376502960010
X | END029 - Component - END029.4 | [13 empty] | DSR | [21 empty] | Load Response – Automated. Dispatch via Proprietary Panel encompassing industrial computer, smart meters, smart I/O &/or serial comms. ACS&T - Grimsby - Site 2, Estate Road 2, South Humberside Trading Estate, Grimsby DN31 2TG TA251104 | 2376506040010
X | END029 - Component - END029.5 | [13 empty] | DSR | [21 empty] | Load Response – Automated. Dispatch via Proprietary Panel encompassing industrial computer, smart meters, smart I/O &/or serial comms. ACS&T - Tewkesbury - Site 1, Newtown Trading Est/Green La, Tewkesbury GL20 8HD SO911333 | 1424954500002
X | END029 - Component - END029.6 | [13 empty] | DSR | [21 empty] | Load Response – Automated. Dispatch via Proprietary Panel encompassing industrial computer, smart meters, smart I/O &/or serial comms. ACS&T - Tewkesbury - Site 2, Newtown Trading Est/Green La, Tewkesbury GL20 8HD SO911333 | 1421010200006
X | END029 - Component - END029.7 | [13 empty] | DSR | [21 empty] | Load Response – Automated. Dispatch via Proprietary Panel encompassing industrial computer, smart meters, smart I/O &/or serial comms. ACS&T - Wolverhampton - Site 2, ACS&T Logistics, Park Lane , Wolverhampton, WV10 9QD SJ921004 | 1422359000009
X | END029 - Component - END029.8 | [13 empty] | DSR | [21 empty] | Load Response – Automated. Dispatch via Proprietary Panel encompassing industrial computer, smart meters, smart I/O &/or serial comms. Ardagh Group - Barnsely Site 1, Burton Road, Monk Bretton South Yorkshire S71 5RP SE373084 | 2336505790019
X | END029 - Component - END029.9 | [13 empty] | DSR | [21 empty] | Load Response – Automated. Dispatch via Proprietary Panel encompassing industrial computer, smart meters, smart I/O &/or serial comms. Ardagh Group - Barnsely Site 2, Burton Road, Monk Bretton South Yorkshire S71 5RP SE373084 | 2300000473625
X | END029 - Component - END029.10 | [13 empty] | DSR | [21 empty] | Load Response – Automated. Dispatch via Proprietary Panel encompassing industrial computer, smart meters, smart I/O &/or serial comms. Ardagh Group - Doncaster Site 1, Barnby Dun Road, Wheatley, Doncaster, South Yorkshire, DN2 4RH SE605065 | 2300000539365
X | END029 - Component - END029.11 | [13 empty] | DSR | [21 empty] | Load Response – Automated. Dispatch via Proprietary Panel encompassing industrial computer, smart meters, smart I/O &/or serial comms. Ardagh Group - Doncaster Site 2, Barnby Dun Road, Wheatley, Doncaster, South Yorkshire, DN2 4RH SE605065 | 2300000539374
X | END029 - Component - END029.12 | [13 empty] | DSR | [21 empty] | Load Response – Automated. Dispatch via Proprietary Panel encompassing industrial computer, smart meters, smart I/O &/or serial comms. Ardagh Group - Doncaster Site 3, Barnby Dun Road, Wheatley, Doncaster, South Yorkshire, DN2 4RH SE605065 | 2336590660028
X | END029 - Component - END029.13 | [13 empty] | DSR | [21 empty] | Load Response – Automated. Dispatch via Proprietary Panel encompassing industrial computer, smart meters, smart I/O &/or serial comms. Ardagh Group - Doncaster Site 4, Barnby Dun Road, Wheatley, Doncaster, South Yorkshire, DN2 4RH SE605065 | 2336590660037
X | END029 - Component - END029.14 | [13 empty] | DSR | [21 empty] | Load Response – Automated. Dispatch via Proprietary Panel encompassing industrial computer, smart meters, smart I/O &/or serial comms. Brakes - Reading, Unit 24 Suttons Business Park, Sutton Park Avenue, Earley, Reading RG6 1AZ SU739736 | 2000055290030
X | END029 - Component - END029.15 | [13 empty] | DSR | [21 empty] | Load Response – Automated. Dispatch via Proprietary Panel encompassing industrial computer, smart meters, smart I/O &/or serial comms. LSN Diffusion, Ammanford, SA18 3GY SN619169 | 2100041639752
X | END029 - Component - END029.16 | [13 empty] | DSR | [21 empty] | Load Response – Automated. Dispatch via Proprietary Panel encompassing industrial computer, smart meters, smart I/O &/or serial comms. Lunar Freezing - Damhead Way, Peterhead, Aberdeenshire, SCOTLAND, AB42 3GY NK117442 | 1715048793247
X | END029 - Component - END029.17 | [13 empty] | DSR | [21 empty] | Load Response – Automated. Dispatch via Proprietary Panel encompassing industrial computer, smart meters, smart I/O &/or serial comms. Makin Metals, Buckley Road, Rochdale, Lancashire, OL 12 9DT, United Kingdom SD905150 | 1600000180020
X | END029 - Component - END029.18 | [13 empty] | DSR | [21 empty] | Load Response – Automated. Dispatch via Proprietary Panel encompassing industrial computer, smart meters, smart I/O &/or serial comms. Tivac Alloys Rotherham, 151 Blackburn Rd, Sheffield, Rotherham S61 2DW SK387924 | 2300000148499
X | END029 - Component - END029.19 | [13 empty] | DSR | [21 empty] | Load Response – Automated. Dispatch via Proprietary Panel encompassing industrial computer, smart meters, smart I/O &/or serial comms. Tivac Alloys Sheffield, 150 Blackburn Rd, Sheffield, Rotherham S61 2DW SK387923
X | END029 - Component - END029.20 | [13 empty] | DSR | [21 empty] | Load Response – Automated. Dispatch via Proprietary Panel encompassing industrial computer, smart meters, smart I/O &/or serial comms. ACS&T - Wolverhampton - Site 2, ACS&T Logistics, Park Lane , Wolverhampton, WV10 9QD SJ921004 | 1422259000003
X | END029 - Component - END029.21 | [13 empty] | DSR | [21 empty] | Load Response – Automated. Dispatch via Proprietary Panel encompassing industrial computer, smart meters, smart I/O &/or serial comms. Lunar Freezing - Peterhead, Craigshaw St, Aberdeen AB12 3AE, UK NJ942035
1 | END030 | T-1 | Capacity Auction | 2021 | GridBeyond Limited |  | END030 |  | 01923431638 | secondary.trading@gridbeyond.com | Distribution | Non CMRS | Unproven DSR CMU | DSR |  |  | Rejected | Opt-In |  | 1 |  |  |  |  | 0 |  | 10.026 | 12.43 | 7.94 | 7.94 |  |  |  | 7.942 |  |  |  |  | 30/07/2020 |  | Post Auction DSR Test | No | No | Yes | Metering Option (a) (Supplier Settlement Metering Configuration Solution) | No |  |  | No | [7 empty] | No
X | END030 - Component - END030.2 | [13 empty] | DSR | [21 empty] | Load Response – Automated. Dispatch via Proprietary Panel encompassing industrial computer, smart meters, smart I/O &/or serial comms. Kettle - Balmalcolm, Balmalcolm, Cupar, Fife KY15 7TJ NO319083 | 1800035338940
X | END030 - Component - END030.3 | [13 empty] | DSR | [21 empty] | Load Response – Automated. Dispatch via Proprietary Panel encompassing industrial computer, smart meters, smart I/O &/or serial comms. Kettle - Orkie Farm, Freuchie KY15 7HY, United Kingdom NO292072 | 1800035338861
X | END030 - Component - END030.4 | [13 empty] | DSR | [21 empty] | Load Response – Automated. Dispatch via Proprietary Panel encompassing industrial computer, smart meters, smart I/O &/or serial comms. HSH - Grimsby - Site 1, Birchin Way, Grimsby DN31 2SG TA259104 | 2380001107012
X | END030 - Component - END030.5 | [13 empty] | DSR | [21 empty] | Load Response – Automated. Dispatch via Proprietary Panel encompassing industrial computer, smart meters, smart I/O &/or serial comms. HSH - Grimsby - Site 2, Estate Road 7, Grimsby, DN31 2TP TA245103 | 2380002207367
X | END030 - Component - END030.6 | [13 empty] | DSR | [21 empty] | Load Response – Automated. Dispatch via Proprietary Panel encompassing industrial computer, smart meters, smart I/O &/or serial comms. HSH - Redditch, 25 Merse Rd, Redditch B98 9HA, UK SP076682 | 1422222200008
X | END030 - Component - END030.7 | [13 empty] | DSR | [21 empty] | Load Response – Automated. Dispatch via Proprietary Panel encompassing industrial computer, smart meters, smart I/O &/or serial comms. Fowler Welch - Site 2, W Marsh Rd, Spalding PE11 2HR, UK TF258239 | 1100039657980
X | END030 - Component - END030.8 | [13 empty] | DSR | [21 empty] | Load Response – Automated. Dispatch via Proprietary Panel encompassing industrial computer, smart meters, smart I/O &/or serial comms. Fowler Welch - Site 3, W Marsh Rd, Spalding PE11 2HR, UK TF258239 | 1100039657990
X | END030 - Component - END030.9 | [13 empty] | DSR | [21 empty] | Load Response – Automated. Dispatch via Proprietary Panel encompassing industrial computer, smart meters, smart I/O &/or serial comms. Brakes - Aylesford, Unit A, Larkfield Trading Estate, New Hythe Lane, Larkfield, AYLESFORD, Kent, ME20 6SW TQ709601 | 1900070144773
X | END030 - Component - END030.10 | [13 empty] | DSR | [21 empty] | Load Response – Automated. Dispatch via Proprietary Panel encompassing industrial computer, smart meters, smart I/O &/or serial comms. Brakes - Eastleigh, Unit 41, Parham Dr, Eastleigh, SO50 4NU SU449196 | 2000027464628
X | END030 - Component - END030.11 | [13 empty] | DSR | [21 empty] | Load Response – Automated. Dispatch via Proprietary Panel encompassing industrial computer, smart meters, smart I/O &/or serial comms. Brakes - Grantham, Palmer Road, Grantham, NG32 2BW SK887391 | 1100050775741
X | END030 - Component - END030.12 | [13 empty] | DSR | [21 empty] | Load Response – Automated. Dispatch via Proprietary Panel encompassing industrial computer, smart meters, smart I/O &/or serial comms. Brakes - Hemsworth, 18 Hoyle Mill Road, Kinsley, Pontefract, WF9 5EG SE420145 | 2356530815018
X | END030 - Component - END030.13 | [13 empty] | DSR | [21 empty] | Load Response – Automated. Dispatch via Proprietary Panel encompassing industrial computer, smart meters, smart I/O &/or serial comms. Brakes - Park Royal, Premier Park Road, London, NW10 7NZ TQ199833 | 1200010256877
X | END030 - Component - END030.14 | [13 empty] | DSR | [21 empty] | Load Response – Automated. Dispatch via Proprietary Panel encompassing industrial computer, smart meters, smart I/O &/or serial comms. Brakes - Peterlee, 5-6 Burdon Drive, North West Industrial Estate, Peterlee, County Durham, SR8 2JH NZ403412 | 1592001040793
X | END030 - Component - END030.15 | [13 empty] | DSR | [21 empty] | Load Response – Automated. Dispatch via Proprietary Panel encompassing industrial computer, smart meters, smart I/O &/or serial comms. Brakes - Tamworth, Bonehill Road, TAMWORTH, Staffordshire B78 3HJ SK192034 | 1100050138263
X | END030 - Component - END030.16 | [13 empty] | DSR | [21 empty] | Load Response – Automated. Dispatch via Proprietary Panel encompassing industrial computer, smart meters, smart I/O &/or serial comms. Brakes - Thorpe, Thorpe Industrial Park, Alpha Way, Thorpe, TW20 8RZ TQ024696 | 2000027314198
X | END030 - Component - END030.17 | [13 empty] | DSR | [21 empty] | Load Response – Automated. Dispatch via Proprietary Panel encompassing industrial computer, smart meters, smart I/O &/or serial comms. Brakes - Warrington, 3 Lockheed Road, Burtonwood, Warrington, WA5 4AH SJ563912 | 1300060436484
X | END030 - Component - END030.18 | [13 empty] | DSR | [21 empty] | Load Response – Automated. Dispatch via Proprietary Panel encompassing industrial computer, smart meters, smart I/O &/or serial comms. Brakes - Harlow, Flex meadow, Pinnacles Industrial Estate, Harlow, Essex, CM19 5TJ TL426090 | 1014573014599
X | END030 - Component - END030.19 | [13 empty] | DSR | [21 empty] | Load Response – Automated. Dispatch via Proprietary Panel encompassing industrial computer, smart meters, smart I/O &/or serial comms. Coldmove - Oswestry, Glovers Meadow Industrial Estate, Glovers Meadow, Oswestry, SY10 8NH, UK SJ300284 | 1300035369324
X | END030 - Component - END030.20 | [13 empty] | DSR | [21 empty] | Load Response – Automated. Dispatch via Proprietary Panel encompassing industrial computer, smart meters, smart I/O &/or serial comms. Eurac - Dorset, 16 Mannings Heath Road Poole Dorset BH12 4NJ SZ039941 | 2000052675995
X | END030 - Component - END030.21 | [13 empty] | DSR | [21 empty] | Load Response – Automated. Dispatch via Proprietary Panel encompassing industrial computer, smart meters, smart I/O &/or serial comms. Muntons, Flamborough Maltings Bridlington East Yorkshire YO15 1DY TA196701 | 2366580100010
X | END030 - Component - END030.22 | [13 empty] | DSR | [21 empty] | Load Response – Automated. Dispatch via Proprietary Panel encompassing industrial computer, smart meters, smart I/O &/or serial comms. MMDSS - Site 1, Flathouse Quay, Portsmouth PO2 7SP SU643013 | 2000027397672
X | END030 - Component - END030.23 | [13 empty] | DSR | [21 empty] | Load Response – Automated. Dispatch via Proprietary Panel encompassing industrial computer, smart meters, smart I/O &/or serial comms. MMDSS - Site 2, Flathouse Quay, Portsmouth PO2 7SP SU643013 | 2000027397681
X | END030 - Component - END030.24 | [13 empty] | DSR | [21 empty] | Load Response – Automated. Dispatch via Proprietary Panel encompassing industrial computer, smart meters, smart I/O &/or serial comms. MMDSS - Site 3, Flathouse Quay, Portsmouth PO2 7SP SU643013 | 2000027877419
X | END030 - Component - END030.25 | [13 empty] | DSR | [21 empty] | Load Response – Automated. Dispatch via Proprietary Panel encompassing industrial computer, smart meters, smart I/O &/or serial comms. MMDSS - Site 4, Flathouse Quay, Portsmouth PO2 7SP SU643013 | 2000050695280
X | END030 - Component - END030.26 | [13 empty] | DSR | [21 empty] | Load Response – Automated. Dispatch via Proprietary Panel encompassing industrial computer, smart meters, smart I/O &/or serial comms. MMDSS - Site 5, Flathouse Quay, Portsmouth PO2 7SP SU643013 | 2000051471463
X | END030 - Component - END030.27 | [13 empty] | DSR | [21 empty] | Load Response – Automated. Dispatch via Proprietary Panel encompassing industrial computer, smart meters, smart I/O &/or serial comms. MMDSS - Site 6, Flathouse Quay, Portsmouth PO2 7SP SU643013 | 2000055190674
X | END030 - Component - END030.28 | [13 empty] | DSR | [21 empty] | Load Response – Automated. Dispatch via Proprietary Panel encompassing industrial computer, smart meters, smart I/O &/or serial comms. MMDSS - Site 7, Flathouse Quay, Portsmouth PO2 7SP SU643013 | 2000056445031
X | END030 - Component - END030.29 | [13 empty] | DSR | [21 empty] | Load Response – Automated. Dispatch via Proprietary Panel encompassing industrial computer, smart meters, smart I/O &/or serial comms. Cranswick - Sherburn, Seafox Court, Sherburn in Elmet, Leeds, LS256PL SE514332 | 2380001164999
X | END030 - Component - END030.30 | [13 empty] | DSR | [21 empty] | Load Response – Automated. Dispatch via Proprietary Panel encompassing industrial computer, smart meters, smart I/O &/or serial comms. Dale Farm Kendal, 6 Gilthwaiterigg Ln, Kendal, LA9 6NT SD521946 | 1600000155308
X | END030 - Component - END030.31 | [13 empty] | DSR | [21 empty] | Load Response – Automated. Dispatch via Proprietary Panel encompassing industrial computer, smart meters, smart I/O &/or serial comms. ABP Wessex, Wessex House, Plews Way, Leeming Bar, Northallerton DL7 9UL SE284900 | 1592001061297
X | END030 - Component - END030.32 | [13 empty] | DSR | [21 empty] | Load Response – Automated. Dispatch via Proprietary Panel encompassing industrial computer, smart meters, smart I/O &/or serial comms. ABP Doncaster, Westmoor Park, Lincolnshire Way, Armthorpe, Doncaster DN3 3FF SE641050 | 2380000346022
X | END030 - Component - END030.33 | [13 empty] | DSR | [21 empty] | Load Response – Automated. Dispatch via Proprietary Panel encompassing industrial computer, smart meters, smart I/O &/or serial comms. TH Clements, W End Road, Benington, Boston, PE22 0EJ TF388469 | 1100039653480
X | END030 - Component - END030.34 | [13 empty] | DSR | [21 empty] | Load Response – Automated. Dispatch via Proprietary Panel encompassing industrial computer, smart meters, smart I/O &/or serial comms. Moulton Bulbs, Long Lane, Moulton, Spalding, Lincolnshire, PE12 6PP TF297229 | 1160001115037
X | END030 - Component - END030.35 | [13 empty] | DSR | [21 empty] | Load Response – Automated. Dispatch via Proprietary Panel encompassing industrial computer, smart meters, smart I/O &/or serial comms. XPO Lowestoft, Mobbs Way, Lowestoft NR32 3BN, United Kingdom TM524942 | 1014572846466
2 | END031 | T-1 | Capacity Auction | 2021 | GridBeyond Limited |  | END031 |  | 01923431638 | secondary.trading@gridbeyond.com | Distribution | Non CMRS | Unproven DSR CMU | DSR |  |  | Rejected | Opt-In |  | 1 |  |  |  |  | 0 |  | 4.967 | 6.354 | 3.936 | 3.936 |  |  |  | 3.934 |  |  |  |  | 30/07/2020 |  | Post Auction DSR Test | No | No | Yes | Metering Option (a) (Supplier Settlement Metering Configuration Solution) | No |  |  | No | [7 empty] | No
X | END031 - Component - END031.2 | [13 empty] | DSR | [21 empty] | Load Response – Automated. Dispatch via Proprietary Panel encompassing industrial computer, smart meters, smart I/O &/or serial comms. Fowler Welch - Site 1, W Marsh Rd, Spalding PE11 2HR, UK TF256242 | 1100039657971
X | END031 - Component - END031.3 | [13 empty] | DSR | [21 empty] | Load Response – Automated. Dispatch via Proprietary Panel encompassing industrial computer, smart meters, smart I/O &/or serial comms. IBL Coldstores, Acornfield Road, Knowsley Industrial Estate, Liverpool L33 7RN SJ438991 | 1300035349211
X | END031 - Component - END031.4 | [13 empty] | DSR | [21 empty] | Load Response – Automated. Dispatch via Proprietary Panel encompassing industrial computer, smart meters, smart I/O &/or serial comms. William Lee - Site 1, Callywhite Lane, Dronfield, S182XU SK359782 | 2380001448620
X | END031 - Component - END031.5 | [13 empty] | DSR | [21 empty] | Load Response – Automated. Dispatch via Proprietary Panel encompassing industrial computer, smart meters, smart I/O &/or serial comms. William Lee - Site 2, Callywhite Lane, Dronfield, S182XU SK359782 | 2380001448630
X | END031 - Component - END031.6 | [13 empty] | DSR | [21 empty] | Load Response – Automated. Dispatch via Proprietary Panel encompassing industrial computer, smart meters, smart I/O &/or serial comms. William Lee - Site 3, Callywhite Lane, Dronfield, S182XU SK359782 | 2380001448649
X | END031 - Component - END031.7 | [13 empty] | DSR | [21 empty] | Load Response – Automated. Dispatch via Proprietary Panel encompassing industrial computer, smart meters, smart I/O &/or serial comms. William Lee - Site 4, Callywhite Lane, Dronfield, S182XU SK359782 | 2380001448658
X | END031 - Component - END031.8 | [13 empty] | DSR | [21 empty] | Load Response – Automated. Dispatch via Proprietary Panel encompassing industrial computer, smart meters, smart I/O &/or serial comms. William Lee - Site 5, Callywhite Lane, Dronfield, S182XU SK359782 | 2380001448611
1 | END033 | T-1 | Capacity Auction | 2021 | GridBeyond Limited |  | END033 |  | 01923431638 | secondary.trading@gridbeyond.com | Distribution | Non CMRS | Unproven DSR CMU | DSR |  |  | Rejected | Opt-In |  | 1 |  |  |  |  | 0 |  | 13.887 |  | 11 | 11 |  |  |  | 11 | [7 empty] | Yes | [14 empty] | Deferred
X | END033 - Component - END033.2 | [13 empty] | DSR | [21 empty] | Load Response – Automated. Dispatch via Proprietary Panel encompassing industrial computer, smart meters, smart I/O &/or serial comms. Placeholder component for empty Unproven DSR CMU - Load Reduction upon instruction TBC TBC
2 | END034 | T-1 | Capacity Auction | 2021 | GridBeyond Limited |  | END034 |  | 01923431638 | secondary.trading@gridbeyond.com | Distribution | Non CMRS | Unproven DSR CMU | DSR |  |  | Rejected | Opt-In |  | 1 |  |  |  |  | 0 |  | 3.787 |  | 3 | 3 |  |  |  | 3 | [7 empty] | Yes | [14 empty] | Deferred
X | END034 - Component - END034.2 | [13 empty] | DSR | [21 empty] | Load Response – Automated. Dispatch via Proprietary Panel encompassing industrial computer, smart meters, smart I/O &/or serial comms. Placeholder component for empty Unproven DSR CMU - Load Reduction upon instruction TBC TBC
1 | END035 | T-1 | Capacity Auction | 2021 | GridBeyond Limited |  | END035 |  | 01923431638 | secondary.trading@gridbeyond.com | Distribution | Non CMRS | Unproven DSR CMU | DSR |  |  | Rejected | Opt-In |  | 1 |  |  |  |  | 0 |  | 2.336 |  | 1.85 | 1.85 |  |  |  | 1.85 | [7 empty] | Yes | [14 empty] | Deferred
X | END035 - Component - END035.2 | [13 empty] | DSR | [21 empty] | Load Response – Automated. Dispatch via Proprietary Panel encompassing industrial computer, smart meters, smart I/O &/or serial comms. Placeholder component for empty Unproven DSR CMU - Load Reduction upon instruction TBC TBC
2 | END036 | T-1 | Capacity Auction | 2021 | GridBeyond Limited |  | END036 |  | 01923431638 | secondary.trading@gridbeyond.com | Distribution | Non CMRS | Unproven DSR CMU | DSR |  |  | Rejected | Opt-In |  | 1 |  |  |  |  | 0 |  | 12.839 |  | 10.17 | 10.17 |  |  |  | 10.17 | [7 empty] | Yes | [14 empty] | Deferred
X | END036 - Component - END036.2 | [13 empty] | DSR | [21 empty] | Load Response – Automated. Dispatch via Proprietary Panel encompassing industrial computer, smart meters, smart I/O &/or serial comms. Placeholder component for empty Unproven DSR CMU - Load Reduction upon instruction TBC TBC
1 | END039 | T-1 | Capacity Auction | 2021 | GridBeyond Limited |  | END039 |  | 01923431638 | secondary.trading@gridbeyond.com | Distribution | Non CMRS | Unproven DSR CMU | DSR |  |  | Rejected | Opt-In |  | 1 |  |  |  |  | 0 |  | 37.874 |  | 30 | 30 |  |  |  | 30 | [7 empty] | Yes | [14 empty] | Deferred
X | END039 - Component - END039.2 | [13 empty] | DSR | [21 empty] | Load Response – Automated. Dispatch via Proprietary Panel encompassing industrial computer, smart meters, smart I/O &/or serial comms. TBC TBC
2 | EWIC19 | T-1 | Capacity Auction | 2021 | EirGrid Interconnector Designated Activity Company |  | EWIC19 | EirGrid plc | 0035312370000 | info@eirgrid.com | Transmission | CMRS | Existing Interconnector CMU | Interconnector |  |  | Prequalified | Opt-In |  | 1 |  |  |  |  | 0 |  | 500 |  |  | 295 |  |  |  | 295 | [7 empty] | No | [13 empty] | No | No
X | EWIC19 - Component - I_IEG-EWIC1 | [13 empty] | EWIC (Ireland) | [21 empty] | The East West Interconnector (EWIC) is a 400kV HVDC link between Connah's Quay in Wales and Woodland in Ireland. Connah's Quay 400 kV Substation, Kelsterton Lane, Connah’s Quay, Flintshire, North Wales, CH5 4BP SJ 283 705
1 | EXET20 | T-1 | Capacity Auction | 2021 | Viridor Waste Management Limited |  | Exeter ERF | Viridor Waste Limited | 01869879497 | CapacityMarket@viridor.co.uk | Distribution | Non CMRS | Existing Generating CMU | Waste |  |  | Prequalified | Opt-In |  | 1 |  |  |  |  | 0 |  | 4.213 |  |  | 3.573 |  |  |  | 3.394 | [7 empty] | No | No | Yes | Metering Option (a) (Supplier Settlement Metering Configuration Solution) | No |  |  | No | [7 empty] | No
X | EXET20 - Component - EXET20 | [13 empty] | Energy from Waste | [21 empty] | Energy from Waste Facility which exports at between 3 MW and 4 MW subject to calorific value of waste and biogenic content. Located in Grace Road, Exeter. Exeter ERF, Grace Road South, Exeter EX2 8QE SX 926 905 | 2200042259527
2 | EXL202 | T-1 | Capacity Auction | 2021 | Limejump Ltd |  | EXL202 | Shell Petroleum Company Limited(The) | 02083966848 | capacitymarket@limejump.com | Distribution | Non CMRS | Existing Generating CMU | Storage - Battery |  |  | Prequalified | Opt-In |  | 1 |  |  |  |  | 0 |  | 1 |  |  | 0.9 |  |  |  | 0.9 | [7 empty] | Yes | [14 empty] | Deferred
X | EXL202 - Component - EXL202 | [13 empty] | Combined Heat and Power (CHP) | [21 empty] | 1 MW CHP generation Barnsley Facilities Services Limited Estates & Facilities Department Gawber Road Barnsley S75 2EP SE 332 069
1 | F18034 | T-1 | Capacity Auction | 2021 | Flexitricity Limited |  | FLEX34 | Alpiq Holding AG | 01312218100 | info@flexitricity.com | Distribution | Non CMRS | Existing Generating CMU | Gas |  |  | Prequalified | Opt-In |  | 1 |  |  |  |  | 0 |  | 3.355 |  |  | 3.02 |  |  |  | 3.02 | [7 empty] | No | No | Yes | Metering Option (a) (Supplier Settlement Metering Configuration Solution) | No |  |  | No | [7 empty] | No
X | F18034 - Component - 034001 | [13 empty] | Combined Heat and Power (CHP) | [21 empty] | The component consists of gas CHP 3355kW servicing the electricity and heat requirements for Melrow Nursery, one of the horticultural sites which trades at Flavourfresh Salads. The generation unit capacity is nominal and allows for site-specific variations. Melrow Nursery, Rydings Lane, Southport PR9 8EB SD 406 217 | 1640000703508
2 | F20025 | T-1 | Capacity Auction | 2021 | Flexitricity Limited |  | FLEX25 | Alpiq Holding AG | 01312218100 | info@flexitricity.com | Distribution | Non CMRS | Existing Generating CMU | Gas |  |  | Prequalified | Opt-In |  | 1 |  |  |  |  | 0 |  | 15.555 |  |  | 14 |  |  |  | 14 | [7 empty] | No | No | Yes | Metering Option (a) (Supplier Settlement Metering Configuration Solution) | No |  |  | No | [7 empty] | No
X | F20025 - Component - 025001 | [13 empty] | Combined Heat and Power (CHP) | [21 empty] | Large engine in an industrial station environment, exporting excess energy to distribution network. Primary fuel type = Natural Gas Drakemyre, Dalry KA24 5JJ NS 293 505
1 | F20033 | T-1 | Capacity Auction | 2021 | Flexitricity Limited |  | FLEX33 | Alpiq Holding AG | 01312218100 | info@flexitricity.com | Distribution | Non CMRS | Existing Generating CMU | Gas |  |  | Prequalified | Opt-In |  | 1 |  |  |  |  | 0 |  | 4.678 |  |  | 4.21 |  |  |  | 4.21 | [7 empty] | No | No | Yes | Metering Option (a) (Supplier Settlement Metering Configuration Solution) | No |  |  | No | [7 empty] | No
X | F20033 - Component - 033001 | [13 empty] | Combined Heat and Power (CHP) | [21 empty] | The component consists of gas CHP servicing the electricity and heat requirements for Aldergrove Nursery, one of the horticultural sites which trades at Flavourfresh Salads. All generation unit capacities are nominal and allow for site-specific variations. Marsh Road, Banks, Southport PR9 8DX SD 402 219
X | F20033 - Component - 033002 | [13 empty] | Combined Heat and Power (CHP) | [21 empty] | Gas CHP servicing the electricity and heat requirements for Aldergrove Nursery, one of the horticultural sites which trades at Flavourfresh Salads. All generation unit capacities are nominal and allow for site-specific variations. Marsh Road, Banks, Southport PR9 8DX SD 402 219
2 | F20043 | T-1 | Capacity Auction | 2021 | Flexitricity Limited |  | FLEX67 | Alpiq Holding AG | 01312218100 | info@flexitricity.com | Distribution | Non CMRS | Proven DSR CMU | DSR |  |  | Prequalified | Opt-In |  | 1 |  |  |  |  | 0 |  | 13.858 | 13.858 | 10.977 | 10.977 |  |  |  | 10.977 | [7 empty] | No | No | Yes | Metering Option (a) (Supplier Settlement Metering Configuration Solution) | No |  |  | No | [7 empty] | No
X | F20043 - Component - 043001 | [13 empty] | DSR | [21 empty] | load curtailment at site Harrier Park, Hawksworth, Didcot, Oxfordshire, OX11 7PL SU 517 914
1 | F20111 | T-1 | Capacity Auction | 2021 | Flexitricity Limited |  | F20111 | Alpiq Holding AG | 01312218100 | info@flexitricity.com | Distribution | Non CMRS | Existing Generating CMU | Gas |  |  | Prequalified | Opt-In |  | 1 |  |  |  |  | 0 |  | 7.816 |  |  | 7.034 |  |  |  | 7.034 | [7 empty] | No | No | Yes | Metering Option (b) (Bespoke Metering Configuration Solution) | Yes | No |  |  |  | Yes |  | N/A | Yes |  |  | Yes
X | F20111 - Component - 111001 | [13 empty] | Combined Heat and Power (CHP) | [21 empty] | One of three CHP in a horticultural environment Rotherdale Farm, Long Lane, Throckmorton, Worcestershire, United Kingdom, WR10 2JH SO971498
X | F20111 - Component - 111002 | [13 empty] | Combined Heat and Power (CHP) | [21 empty] | One of three CHP in a horticultural environment. Rotherdale Farm, Long Lane, Throckmorton, Worcestershire, United Kingdom, WR10 2JH SO971498
X | F20111 - Component - 111003 | [13 empty] | Combined Heat and Power (CHP) | [21 empty] | One of three CHP in a horticultural environment Rotherdale Farm, Long Lane, Throckmorton, Worcestershire, United Kingdom, WR10 2JH SO971498
2 | FERRBR | T-1 | Capacity Auction | 2021 | Keadby Generation Limited |  | Ferrybridge | SSE Generation Limited | 01738453407 | CMSecondaryTrading@sse.com | Transmission | CMRS | Existing Generating CMU |  |  |  |  | Opt-Out | Closed down, decommissioned or otherwise non-operational by the start of the relevant Delivery Year | [14 empty] | 863.415 | [7 empty] | No |  |  |  | No | [10 empty] | N/A
X | FERRBR - Component - T_FERR-3 | [13 empty] | Coal | [21 empty] | Aux. load separately metered Ferrybridge Power Station, Stranglands Lane, Knottingley, West Yorkshire, WF11 8SQ SE474248 | 5012
X | FERRBR - Component - T_FERR-5G | [13 empty] | Open Cycle Gas Turbine (OCGT) | [21 empty] | GT5 Ferrybridge Power Station, Stranglands Lane, Knottingley, West Yorkshire, WF11 8SQ SE474249 | 5012
X | FERRBR - Component - T_FERR-8G | [13 empty] | Open Cycle Gas Turbine (OCGT) | [21 empty] | GT8 Ferrybridge Power Station, Stranglands Lane, Knottingley, West Yorkshire, WF11 8SQ SE474248 | 5011
X | FERRBR - Component - T_FERR-4 | [13 empty] | Coal | [21 empty] | Unit 4 Ferrybridge Power Station, Stranglands Lane, Knottingley, West Yorkshire, WF11 8SQ SE474248 | 5012
1 | FIDFER | T-1 | Capacity Auction | 2021 | Keadby Generation Limited |  | Fiddler's Ferry | SSE Generation Limited | 01738453407 | CMSecondaryTrading@sse.com | Transmission | CMRS | Existing Generating CMU |  |  |  |  | Opt-Out | Closed down, decommissioned or otherwise non-operational by the start of the relevant Delivery Year | [14 empty] | 1688.519 | [7 empty] | No |  |  |  | No | [10 empty] | N/A
X | FIDFER - Component - T_FIDL-1 | [13 empty] | Coal | [21 empty] | Generating Unit 1 Fiddler's Ferry Power Station, Widnes Road, Cuerdley, Warrington, WA5 2UT SJ 542 863
X | FIDFER - Component - T_FIDL-2 | [13 empty] | Coal | [21 empty] | Generating Unit 2 Fiddler's Ferry Power Station, Widnes Road, Cuerdley, Warrington, WA5 2UT SJ 542 863
X | FIDFER - Component - T_FIDL-3 | [13 empty] | Coal | [21 empty] | Generating Unit 3 Fiddler's Ferry Power Station, Widnes Road, Cuerdley, Warrington, WA5 2UT SJ 542 863
X | FIDFER - Component - T_FIDL-4 | [13 empty] | Coal | [21 empty] | Generating Unit 4 Fiddler's Ferry Power Station, Widnes Road, Cuerdley, Warrington, WA5 2UT SJ 542 863
X | FIDFER - Component - T_FIDL-2G | [13 empty] | Open Cycle Gas Turbine (OCGT) | [21 empty] | GT2 Fiddler's Ferry Power Station, Widnes Road, Cuerdley, Warrington, WA5 2UT SJ 542 863
X | FIDFER - Component - T_FIDL-3G | [13 empty] | Open Cycle Gas Turbine (OCGT) | [21 empty] | GT3 Fiddler's Ferry Power Station, Widnes Road, Cuerdley, Warrington, WA5 2UT SJ 542 863
2 | Finwy3 | T-1 | Capacity Auction | 2021 | FLINT TO CELL LIMITED |  | Finway |  | 02070421100 | info@agr-group.co.uk | Distribution | Non CMRS | Existing Generating CMU | Gas |  |  | Prequalified | Opt-In |  | 1 |  |  |  |  | 0 |  | 5.065 |  |  | 4.823 |  |  |  | 4.761 | [7 empty] | No | No | Yes | Metering Option (a) (Supplier Settlement Metering Configuration Solution) | No |  |  | No | [7 empty] | No
X | Finwy3 - Component - Finwy3 | [13 empty] | Reciprocating engines | [21 empty] | Containerised High Speed Gas-fired reciprocating engines with transformers, switchgear and associated control gear with a total connection capacity of 5MW 4 Finway Road Hemel Hempstead HP2 7PT TL 076 092 | 1050001450252
1 | FIVOAK | T-1 | Capacity Auction | 2021 | SSEPG (Operations) Limited |  | Five Oaks | SSE Generation Limited | 01738453407 | CMSecondaryTrading@sse.com | Distribution | Non CMRS | Existing Generating CMU |  |  |  |  | Opt-Out | Closed down, decommissioned or otherwise non-operational by the start of the relevant Delivery Year | [14 empty] | 8.295 | [7 empty] | No | No | Yes | Metering Option (a) (Supplier Settlement Metering Configuration Solution) | No |  |  | No | [7 empty] | N/A
X | FIVOAK - Component - FOAKS-1 | [13 empty] | Reciprocating engines | [21 empty] | 4 x reciprocating engines Five Oaks Grid Substation Horsham Road Five Oaks Billinghurst, RH14 9AT TQ107290
2 | FRROAD | T-1 | Capacity Auction | 2021 | FEEDER GRID STORAGE LIMITED |  | Feeder Road | Aura Power Storage Solutions Ltd | 07572239581 | rob.moore@aurapower.co.uk | Distribution | Non CMRS | New Build Generating CMU | Storage - Battery |  | Yes | Rejected | Opt-In |  | 1 |  |  |  |  | 0 |  | 20 |  |  | 5.064 |  |  |  | 5.064 | [7 empty] | Yes | [14 empty] | Deferred
X | FRROAD - Component - FRROAD | [13 empty] | Storage (Duration 1h) | [21 empty] | The CMU will be an energy storage system comprised of batteries and will have import and export capacity of 20.000MW each. Adjacent To St Philip's Marsh Depot, Land Off, Feeder Road, Bristol, BS2 0TH ST608721
1 | GBD009 | T-1 | Capacity Auction | 2021 | GridBeyond Limited |  | GridBeyond GBD009 |  | 01923431638 | secondary.trading@gridbeyond.com | Distribution | Non CMRS | Existing Generating CMU | Gas |  |  | Prequalified | Opt-In |  | 1 |  |  |  |  | 0 |  | 33.2 |  |  | 29.88 |  |  |  | 29.752 | [7 empty] | Yes | [14 empty] | Deferred
X | GBD009 - Component - GBD009 | [13 empty] | Combined Heat and Power (CHP) | [21 empty] | On-site CHP - existing generating unit Maesgwyn Farm, Chirk, Wrexham, LL14 5NT SJ 284 383 Maesgwyn Farm, Chirk, Wrexham, LL14 5NT SJ284383
2 | GBD010 | T-1 | Capacity Auction | 2021 | GridBeyond Limited |  | GBD010 |  | 01923431638 | secondary.trading@gridbeyond.com | Distribution | Non CMRS | Existing Generating CMU | Gas |  |  | Prequalified | Opt-In |  | 1 |  |  |  |  | 0 |  | 5.129 |  |  | 4.617 |  |  |  | 5 | [7 empty] | No | Yes | No | Metering Option (b) (Bespoke Metering Configuration Solution) | Yes | No |  |  |  | Yes |  | Yes the accuracy of each meter is set out in the metering assessment. | Yes |  |  | Yes
X | GBD010 - Component - GBD010RFH | [13 empty] | Combined Heat and Power (CHP) | [21 empty] | On-site CHP - existing generating unit Pond Street London OS Grid Reference: TQ 272 854 NW3 2QG Pond Street London NW3 2QG TQ 272 854
X | GBD010 - Component - GBD010CFH | [13 empty] | Combined Heat and Power (CHP) | [21 empty] | On-site CHP - existing generating unit The Ridgeway Enfield, Middlesex EN2 8JL OS Grid Reference: TQ 312 980 The Ridgeway Enfield, Middlesex EN2 8JL TQ 312 980
1 | GENX02 | T-1 | Capacity Auction | 2021 | Enel X UK Limited |  | GCMU02 | ENEL X INTERNATIONAL S.R.L. | 448006800647 | em-support@enernoc.com | Distribution | Non CMRS | Existing Generating CMU | Gas |  |  | Prequalified | Opt-In |  | 1 |  |  |  |  | 0 |  | 4.67 |  |  | 4.203 |  |  |  | 4.203 | [7 empty] | No | Yes | No | Metering Option (b) (Bespoke Metering Configuration Solution) | Yes | No |  |  |  | Yes |  | Class 1.5 | Yes |  |  | Provided
X | GENX02 - Component - GCMU02 | [13 empty] | Combined Heat and Power (CHP) | [21 empty] | One of three CHP units at 1 Thane Road West, Nottingham, NG2 3AA. 1 Thane Road West, Nottingham, NG2 3AA SK 546 365
2 | GENX03 | T-1 | Capacity Auction | 2021 | Enel X UK Limited |  | GCMU03 | ENEL X INTERNATIONAL S.R.L. | 448006800647 | em-support@enernoc.com | Distribution | Non CMRS | Existing Generating CMU | Gas |  |  | Prequalified | Opt-In |  | 1 |  |  |  |  | 0 |  | 5.22 |  |  | 4.698 |  |  |  | 4.698 | [7 empty] | No | Yes | No | Metering Option (b) (Bespoke Metering Configuration Solution) | Yes | No |  |  |  | Yes |  | Class 1.5 | Yes |  |  | Provided
X | GENX03 - Component - GCMU03 | [13 empty] | Combined Heat and Power (CHP) | [21 empty] | One of three CHP units at 1 Thane Road West, Nottingham, NG2 3AA 1 Thane Road West, Nottingham, NG2 3AA SK 546 365
1 | GENX04 | T-1 | Capacity Auction | 2021 | Enel X UK Limited |  | GCMU04 | ENEL X INTERNATIONAL S.R.L. | 448006800647 | em-support@enernoc.com | Distribution | Non CMRS | Existing Generating CMU | Gas |  |  | Prequalified | Opt-In |  | 1 |  |  |  |  | 0 |  | 4.82 |  |  | 4.338 |  |  |  | 4.338 | [7 empty] | No | Yes | No | Metering Option (b) (Bespoke Metering Configuration Solution) | Yes | No |  |  |  | Yes |  | Class 1.5 | Yes |  |  | Provided
X | GENX04 - Component - GCMU04 | [13 empty] | Combined Heat and Power (CHP) | [21 empty] | One of three CHP units at 1 Thane Road West, Nottingham, NG2 3AA 1 Thane Road West, Nottingham, NG2 3AA SK 546 365
2 | GENX16 | T-1 | Capacity Auction | 2021 | Enel X UK Limited |  | GCMU16 | ENEL X INTERNATIONAL S.R.L. | 448006800647 | em-support@enernoc.com | Distribution | Non CMRS | Existing Generating CMU | Gas |  |  | Prequalified | Opt-In |  | 1 |  |  |  |  | 0 |  | 8.44 |  |  | 7.596 |  |  |  | 7.596 | [7 empty] | No | No | No | Metering Option (b) (Bespoke Metering Configuration Solution) | No | No |  |  |  | Yes |  | class 1.5 | Yes |  |  | Provided
X | GENX16 - Component - GCMU16 | [13 empty] | Combined Heat and Power (CHP) | [21 empty] | Gas turbine Station Road, Wigton, Cumbria CA7 9BG NY 253 486
1 | GENX17 | T-1 | Capacity Auction | 2021 | Enel X UK Limited |  | GCMU17 | ENEL X INTERNATIONAL S.R.L. | 448006800647 | em-support@enernoc.com | Distribution | Non CMRS | Existing Generating CMU | Gas |  |  | Prequalified | Opt-In |  | 1 |  |  |  |  | 0 |  | 6.67 |  |  | 6.004 |  |  |  | 6.003 | [7 empty] | No | No | No | Metering Option (b) (Bespoke Metering Configuration Solution) | No | No |  |  |  | Yes |  | Class 1.5 | Yes |  |  | Provided
X | GENX17 - Component - GCMU17A | [13 empty] | Combined Heat and Power (CHP) | [21 empty] | One of three CHP units at Energy Center, Ashton Street, Liverpool, L69 3GB Energy Center, Ashton Street, Liverpool, L69 3GB SJ 358 905
X | GENX17 - Component - GCMU17B | [13 empty] | Combined Heat and Power (CHP) | [21 empty] | One of three CHP units at Energy Center, Ashton Street, Liverpool, L69 3GBNY 25354 48843 Energy Center, Ashton Street, Liverpool, L69 3GB SJ 358 905
X | GENX17 - Component - GCMU17C | [13 empty] | Combined Heat and Power (CHP) | [21 empty] | One of three CHP units at Energy Center, Ashton Street, Liverpool, L69 3GBNY 25354 48843 Energy Center, Ashton Street, Liverpool, L69 3GB SJ 358 905
2 | GENX18 | T-1 | Capacity Auction | 2021 | Enel X UK Limited |  | GCMU18 | ENEL X INTERNATIONAL S.R.L. | 448006800647 | em-support@enernoc.com | Distribution | Non CMRS | Existing Generating CMU | Gas |  |  | Prequalified | Opt-In |  | 1 |  |  |  |  | 0 |  | 5.841 |  |  | 5.529 |  |  |  | 6.005 | [7 empty] | No | No | No | Metering Option (b) (Bespoke Metering Configuration Solution) | No | No |  |  |  | Yes |  | Class 1.5 | Yes |  |  | Provided
X | GENX18 - Component - GCMU18A | [13 empty] | Combined Heat and Power (CHP) | [21 empty] | One of six CHP units at University of Warwick, Coventry, CV4 7AL University of Warwick, Coventry, CV4 7AL SP 297 763
X | GENX18 - Component - GCMU18B | [13 empty] | Combined Heat and Power (CHP) | [21 empty] | One of six CHP units at University of Warwick, Coventry, CV4 7AL University of Warwick, Coventry, CV4 7AL SP 297 763
X | GENX18 - Component - GCMU18C | [13 empty] | Combined Heat and Power (CHP) | [21 empty] | One of six CHP units at University of Warwick, Coventry, CV4 7AL University of Warwick, Coventry, CV4 7AL SP 297 763
X | GENX18 - Component - GCMU18D | [13 empty] | Combined Heat and Power (CHP) | [21 empty] | One of six CHP units at University of Warwick, Coventry, CV4 7AL. University of Warwick, Coventry, CV4 7AL SP 297 763
X | GENX18 - Component - GCMU18E | [13 empty] | Combined Heat and Power (CHP) | [21 empty] | One of six CHP units at University of Warwick, Coventry, CV4 7AL University of Warwick, Coventry, CV4 7AL SP 297 763
X | GENX18 - Component - GCMU18F | [13 empty] | Combined Heat and Power (CHP) | [21 empty] | One of six CHP units at University of Warwick, Coventry, CV4 7AL University of Warwick, Coventry, CV4 7AL SP 297 763
1 | GENX20 | T-1 | Capacity Auction | 2021 | Enel X UK Limited |  | GCMU20 | ENEL X INTERNATIONAL S.R.L. | 448006800647 | em-support@enernoc.com | Distribution | Non CMRS | Existing Generating CMU | Gas |  |  | Prequalified | Opt-In |  | 1 |  |  |  |  | 0 |  | 7.56 |  |  | 6.804 |  |  |  | 6.804 | [7 empty] | No | No | No | Metering Option (b) (Bespoke Metering Configuration Solution) | No | No |  |  |  | Yes |  | 1.5 | Yes |  |  | Provided
X | GENX20 - Component - GCMU20A | [13 empty] | Combined Heat and Power (CHP) | [21 empty] | Centrax gas turbine CHP JDE, Ruscote Avenue, Banbury, Oxfordshire, OX16 2QU SP 452 417
X | GENX20 - Component - GCMU20B | [13 empty] | Combined Heat and Power (CHP) | [21 empty] | Centrax gas turbine which will have bespoke metering in installed to capture the generation output. JDE, Ruscote Avenue, Banbury, Oxfordshire, OX16 2QU SP 452 417
2 | GENX21 | T-1 | Capacity Auction | 2021 | Enel X UK Limited |  | EGEN21 | ENEL X INTERNATIONAL S.R.L. | 448006800647 | em-support@enernoc.com | Distribution | Non CMRS | Existing Generating CMU | Gas |  |  | Prequalified | Opt-In |  | 1 |  |  |  |  | 0 |  | 8.892 |  |  | 8.003 |  |  |  | 8.003 | [7 empty] | No | No | No | Metering Option (b) (Bespoke Metering Configuration Solution) | No | No |  |  |  | Yes |  | Class 1.5 | Yes |  |  | Provided
X | GENX21 - Component - EGEN21 | [13 empty] | Combined Heat and Power (CHP) | [21 empty] | Gas-fired CHP unit London Rd, Purfleet RM19 1SD TQ 568 772
1 | GENX22 | T-1 | Capacity Auction | 2021 | Enel X UK Limited |  | EGEN22 | ENEL X INTERNATIONAL S.R.L. | 448006800647 | em-support@enernoc.com | Distribution | Non CMRS | Existing Generating CMU | Gas |  |  | Prequalified | Opt-In |  | 1 |  |  |  |  | 0 |  | 11.111 |  |  | 10.001 |  |  |  | 10 | [7 empty] | No | No | No | Metering Option (b) (Bespoke Metering Configuration Solution) | No | No |  |  |  | Yes |  | class 1.5 | Yes |  |  | Provided
X | GENX22 - Component - EGEN22A | [13 empty] | Combined Heat and Power (CHP) | [21 empty] | gas-fired CHP unit Church Manorway, Erith DA8 1DL TQ 505 793
X | GENX22 - Component - EGEN22B | [13 empty] | Combined Heat and Power (CHP) | [21 empty] | gas-fired CHP unit Church Manorway, Erith DA8 1DL TQ 505 793
X | GENX22 - Component - EGEN22C | [13 empty] | Combined Heat and Power (CHP) | [21 empty] | gas-fired CHP unit Church Manorway, Erith DA8 1DL TQ 505 793
2 | GENX24 | T-1 | Capacity Auction | 2021 | Enel X UK Limited |  | XGEN24 | ENEL X INTERNATIONAL S.R.L. | 448006800647 | em-support@enernoc.com | Distribution | Non CMRS | Existing Generating CMU | Gas |  |  | Prequalified | Opt-In |  | 1 |  |  |  |  | 0 |  | 8.217 |  |  | 7.395 |  |  |  | 7.2 | [7 empty] | No | No | No | Metering Option (b) (Bespoke Metering Configuration Solution) | No | No |  |  |  | Yes |  | 1.5 | Yes |  |  | Provided
X | GENX24 - Component - XGEN24 | [13 empty] | Combined Heat and Power (CHP) | [21 empty] | No2 Steam turbine - Allen Steam Turbines/NG Model MB510 - 2009 - Nominal power rating 14500kWe T&L Sugars Limited, Thames Refinery, Factory Road, Silvertown, London, United Kingdom, E16 2EW TQ 422 798
1 | GENX25 | T-1 | Capacity Auction | 2021 | Enel X UK Limited |  | XGEN25 | ENEL X INTERNATIONAL S.R.L. | 448006800647 | em-support@enernoc.com | Distribution | Non CMRS | Existing Generating CMU | Gas |  |  | Prequalified | Opt-In |  | 1 |  |  |  |  | 0 |  | 6.502 |  |  | 5.852 |  |  |  | 5.796 | [7 empty] | No | No | No | Metering Option (b) (Bespoke Metering Configuration Solution) | No | No |  |  |  | Yes |  | 1.5 | Yes |  |  | Provided
X | GENX25 - Component - XGEN25 | [13 empty] | Combined Heat and Power (CHP) | [21 empty] | No5 Gas Turbine - European Gas Turbines SGT200 'Tornado' - S765/01 1997 - Nominal power output 6000kWe T&L Sugars Limited, Thames Refinery, Factory Road, Silvertown, London, United Kingdom, E16 2EW TQ 422 798
2 | GENX30 | T-1 | Capacity Auction | 2021 | Enel X UK Limited |  | NGEN30 | ENEL X INTERNATIONAL S.R.L. | 448006800647 | em-support@enernoc.com | Distribution | Non CMRS | Existing Generating CMU | Gas |  |  | Prequalified | Opt-In |  | 1 |  |  |  |  | 0 |  | 5.58 |  |  | 5.022 |  |  |  | 5.022 | [7 empty] | No | No | No | Metering Option (b) (Bespoke Metering Configuration Solution) | No | No |  |  |  | Yes |  | 1.5 | Yes |  |  | Yes
X | GENX30 - Component - NGEN30 | [13 empty] | Combined Heat and Power (CHP) | [21 empty] | 6MW Gas Turbine Overton Mill, Basingstoke, Hampshire RG25 3JG SU 517 509
1 | GENX31 | T-1 | Capacity Auction | 2021 | Enel X UK Limited |  | NGEN31 | ENEL X INTERNATIONAL S.R.L. | 448006800647 | em-support@enernoc.com | Distribution | Non CMRS | Existing Generating CMU | Waste |  |  | Prequalified | Opt-In |  | 1 |  |  |  |  | 0 |  | 26.61 |  |  | 22.565 |  |  |  | 22.565 | [7 empty] | No | No | Yes | Metering Option (a) (Supplier Settlement Metering Configuration Solution) | No |  |  | No | [7 empty] | No
X | GENX31 - Component - NGEN31 | [13 empty] | Energy from Waste | [21 empty] | Municipal waste incineration plant located in Tyseley Birmingham. It is based on boilers supplying steam to a turbine-generator. Veolia Tyseley, James Road, Tyseley, Birmingham, B11 2BA SP 109 846
2 | GENX34 | T-1 | Capacity Auction | 2021 | Enel X UK Limited |  | NGEN34 | ENEL X INTERNATIONAL S.R.L. | 448006800647 | em-support@enernoc.com | Distribution | Non CMRS | Existing Generating CMU | Gas |  |  | Prequalified | Opt-In |  | 1 |  |  |  |  | 0 |  | 3.954 |  |  | 3.558 |  |  |  | 3.559 | [7 empty] | No | No | No | Metering Option (b) (Bespoke Metering Configuration Solution) | No | No |  |  |  | Yes |  | 1.5 | Yes |  |  | Provided
X | GENX34 - Component - NGEN34A | [13 empty] | Combined Heat and Power (CHP) | [21 empty] | CHP unit Samian Way, Aston, Clinton ,Aylesbury, England, HP22 5EZ SP 872 139
X | GENX34 - Component - NGEN34B | [13 empty] | Combined Heat and Power (CHP) | [21 empty] | CHP unit Samian Way, Aston, Clinton ,Aylesbury, England, HP22 5EZ SP 872 139
1 | GENX35 | T-1 | Capacity Auction | 2021 | Enel X UK Limited |  | NGEN35 | ENEL X INTERNATIONAL S.R.L. | 448006800647 | em-support@enernoc.com | Distribution | Non CMRS | Existing Generating CMU | Gas |  |  | Prequalified | Opt-In |  | 1 |  |  |  |  | 0 |  | 4.966 |  |  | 4.47 |  |  |  | 4.469 | [7 empty] | No | No | No | Metering Option (b) (Bespoke Metering Configuration Solution) | No | No |  |  |  | Yes |  | 1.5 | Yes |  |  | Yes
X | GENX35 - Component - NGEN35A | [13 empty] | Combined Heat and Power (CHP) | [21 empty] | CHP unit Pontefract Rd, Leeds, LS10 1AX SE 332 298
X | GENX35 - Component - NGEN35B | [13 empty] | Combined Heat and Power (CHP) | [21 empty] | CHP unit Pontefract Rd, Leeds, LS10 1AX SE 332 298
2 | GENX36 | T-1 | Capacity Auction | 2021 | Enel X UK Limited |  | GENX36 | ENEL X INTERNATIONAL S.R.L. | 448006800647 | em-support@enernoc.com | Distribution | Non CMRS | Existing Generating CMU | Waste |  |  | Prequalified | Opt-In |  | 1 |  |  |  |  | 0 |  | 26.978 |  |  | 22.877 |  |  |  | 22.877 | [7 empty] | No | No | Yes | Metering Option (a) (Supplier Settlement Metering Configuration Solution) | No |  |  | No | [7 empty] | No
X | GENX36 - Component - GENX36 | [13 empty] | Energy from Waste | [21 empty] | Municipal waste incineration plant located in Wolverhampton, Staffordshire. It is based on boilers supplying steam to a turbine-generator. Four Ashes ERF, Enterprise Drive, Wolverhampton, WV10 7DF SJ 919 084
1 | GNA019 | T-1 | Capacity Auction | 2021 | GHEB2 A1 Limited |  | Pikelaw Place | GHEB2 A1 Holdings Limited | 02074973415 | info@green-hedge.com | Distribution | Non CMRS | New Build Generating CMU | Storage - Battery |  | Yes | Not Prequalified | Opt-In |  | 1 |  | Yes |  |  | 0 | Yes | 10 |  |  | 2.532 |  |  |  | 2.532 | [7 empty] | Yes | [14 empty] | Deferred
X | GNA019 - Component - 2018001 | [13 empty] | Storage (Duration 1h) | [21 empty] | The CMU component at Pikelaw Place is an energy storage system comprised of Lithium-ion batteries. The system will have a 10 MW export capacity and an import capacity of 10 MW. 1 Pikelaw Place, West Pimbo, Up Holland, Skelmersdale, WN8 9PP SD 492 044
2 | GNA596 | T-1 | Capacity Auction | 2021 | GHEB2 C6 Limited |  | Whitehouse Farm | GHEB2 C Holdings Limited | 02074973415 | info@green-hedge.com | Distribution | Non CMRS | New Build Generating CMU | Storage - Battery |  | Yes | Prequalified | Opt-In |  | 1 |  | Yes |  |  | 0 |  | 40 |  |  | 10.128 |  |  |  | 10.128 | [7 empty] | Yes | [14 empty] | Deferred
X | GNA596 - Component - 2018005 | [13 empty] | Storage (Duration 1h) | [21 empty] | The CMU component at Whitehouse Farm is an energy storage system comprised of Lithium-ion batteries. The system will have a 40 MW export capacity and an import capacity of 40 MW. Whitehouse Farm, Rhydd Road, Guarlford, WR13 6NZ SO 820 457
1 | GNBRE2 | T-1 | Capacity Auction | 2021 | GHEB2 B1 Limited |  | Breach Farm | GHEB2 B Holdings Limited | 02074973415 | info@green-hedge.com | Distribution | Non CMRS | New Build Generating CMU | Storage - Battery |  | Yes | Not Prequalified | Opt-In |  | 1 |  | Yes |  |  | 0 |  | 40 |  |  | 10.128 |  |  |  | 10.128 | [7 empty] | Yes | [14 empty] | Deferred
X | GNBRE2 - Component - 2018002 | [13 empty] | Storage (Duration 1h) | [21 empty] | The CMU component at Breach Farm is an energy storage system comprised of Lithium-ion batteries. The system will have a 40 MW export capacity and an import capacity of 40 MW. Breach Farm, Swadlincote, Derbyshire, DE12 6RJ SK 265 189
2 | GNCAT1 | T-1 | Capacity Auction | 2021 | GHEB2 C3 Limited |  | Catsbrain Farm | GHEB2 C Holdings Limited | 02074973415 | info@green-hedge.com | Distribution | Non CMRS | New Build Generating CMU | Storage - Battery |  | Yes | Not Prequalified | Opt-In |  | 1 |  | Yes |  |  | 0 |  | 20 |  |  | 5.064 |  |  |  | 5.064 | [7 empty] | Yes | [14 empty] | Deferred
X | GNCAT1 - Component - 2018004 | [13 empty] | Storage (Duration 1h) | [21 empty] | The CMU component at Catsbrain Farm is an energy storage system comprised of Lithium-ion batteries. The system will have a 20 MW export capacity and an import capacity of 20 MW. Catsbrain Farm, Stratton St Margaret, Swindon, SN3 4TD SU 174 891
1 | GNMCF1 | T-1 | Capacity Auction | 2021 | GHEB2 C1 Limited |  | Meadowcroft Farm | GHEB2 C Holdings Limited | 02074956063 | info@green-hedge.com | Distribution | Non CMRS | New Build Generating CMU | Storage - Battery |  | Yes | Not Prequalified | Opt-In |  | 1 |  | Yes |  |  | 0 |  | 5 |  |  | 1.266 |  |  |  | 1.266 | [7 empty] | Yes | [14 empty] | Deferred
X | GNMCF1 - Component - 2017010 | [13 empty] | Storage (Duration 1h) | [21 empty] | The CMU component at Meadowcroft Farm is an energy storage system comprised of Lithium-ion batteries. The system will have a 5 MW export capacity and an import capacity of 5 MW. Meadowcroft Farm, Gretton Fields, Gretton, GL54 5HJ SO 998 324
2 | GNRUS1 | T-1 | Capacity Auction | 2021 | GHEB2 C2 Limited |  | Russell Farm | GHEB2 C Holdings Limited | 02074973415 | info@green-hedge.com | Distribution | Non CMRS | New Build Generating CMU | Storage - Battery |  | Yes | Not Prequalified | Opt-In |  | 1 |  | Yes |  |  | 0 |  | 20 |  |  | 5.064 |  |  |  | 5.064 | [7 empty] | Yes | [14 empty] | Deferred
X | GNRUS1 - Component - 2018003 | [13 empty] | Storage (Duration 1h) | [21 empty] | The CMU component at Russell Farm is an energy storage system comprised of Lithium-ion batteries. The system will have a 20 MW export capacity and an import capacity of 20 MW. Russell Farm, Hursley, Winchester SO21 2UZ SU 443 269
1 | GSEF01 | T-1 | Capacity Auction | 2021 | Braintree Electric Forecourt Ltd |  | Braintree Electric Forecourt | GRIDSERVE HC LTD | 03331234333 | mike.rogers@gridserve.com | Distribution | Non CMRS | New Build Generating CMU | Storage - Battery |  | Yes | Conditionally Prequalified | Opt-In |  | 1 |  | Yes |  |  | 0 | Yes | 5 |  |  | 1.266 |  |  |  | 1.266 | [7 empty] | Yes | [14 empty] | Deferred
X | GSEF01 - Component - GSEF01 | [13 empty] | Storage (Duration 1h) | [21 empty] | 5MW, 1 hour/5MWh lithium-ion battery Slamseys Farm, Blackley Lane, Great Notley, CM77 7QW TL737201
2 | HHBL20 | T-1 | Capacity Auction | 2021 | Harmony HB Limited |  | HOLESBAY |  | 01423799109 | peter.kavanagh@harmonyenergy.co.uk | Distribution | Non CMRS | Existing Generating CMU | Storage - Battery |  | Yes | Prequalified | Opt-In |  | 1 |  |  |  |  | 0 |  | 7.5 |  |  | 3.688 |  |  |  | 3.688 | [7 empty] | Yes | [14 empty] | Deferred
X | HHBL20 - Component - HLBA21 | [13 empty] | Storage (Duration 2h) | [21 empty] | A 7.5MW Tesla Battery Energy Storage System Land at Sterte Avenue West, Poole, BH15 2AL SZ 007 918
1 | HLYWF2 | T-1 | Capacity Auction | 2021 | SCOTTISHPOWER RENEWABLES (UK) LIMITED |  | Halsary | SCOTTISHPOWER RENEWABLE ENERGY LIMITED | 01416142761 | _Id_trading@scottishpower.com | Transmission | CMRS | New Build Generating CMU | Onshore Wind |  |  | Prequalified | Opt-In |  | 1 |  | Yes |  |  | 0 |  | 28.5 |  |  | 2.283 |  |  |  | 2.283 | [7 empty] | Yes | [14 empty] | Deferred
X | HLYWF2 - Component - HLYWF1 | [13 empty] | Onshore Wind | [21 empty] | An onshore windfarm consisting of 15 x 2MW Wind Turbine Generators (WTGs) in northern Scotland, Caithness Halsary Windfarm, Off A9, Halkirk, Caithness, Scotland KW12 6UW ND 171 517
2 | IMP001 | T-1 | Capacity Auction | 2021 | E.ON UK Plc |  | IMP_CHP |  | 07816292478 | EEMFM@eon.com | Distribution | Non CMRS | Existing Generating CMU | Gas |  |  | Prequalified | Opt-In |  | 1 |  |  |  |  | 0 |  | 1.719 |  |  | 1.547 |  |  |  | 1.547 | [7 empty] | Yes | [14 empty] | Deferred
X | IMP001 - Component - IMPCHP | [13 empty] | Combined Heat and Power (CHP) | [21 empty] | A gas turbine CHP, providing steam and electricity to Hammersmith Hospital Hammersmith Hospital, Du Cane Road, Shepherds Bush, London, W12 0HS TQ 224 812
1 | INO200 | T-1 | Capacity Auction | 2021 | INOVYN ChlorVinyls Limited |  | MCRUN | Inovyn Limited | 01928516645 | shaun.maher@inovyn.com | Distribution | Non CMRS | Unproven DSR CMU | DSR |  |  | Prequalified | Opt-In |  | 1 | Yes |  |  |  | 0 |  | 50 |  | 39.605 | 39.605 |  |  |  | 39.605 | [7 empty] | Yes | [14 empty] | Deferred
X | INO200 - Component - MCP100 | [13 empty] | DSR | [21 empty] | CMU INO200 represents demand assets on the Inovyn ChlorVinyls Ltd site in Runcorn, Cheshire. The asset uses electricity for Chemical manufacture. Site load can easily be altered to suit demand or reduction. Runcorn Site HQ, South Parade, PO Box9, Runcorn, Cheshire, WA74JE SJ 506 799 | MSID0239 MSID0241
2 | INV100 | T-1 | Capacity Auction | 2021 | INOVYN ChlorVinyls Limited |  | INOVYN1 | Inovyn Limited | 01928516645 | shaun.maher@inovyn.com | Distribution | Non CMRS | Existing Generating CMU | Gas |  |  | Rejected | Opt-In |  | 1 |  |  |  |  | 0 |  | 10 |  |  | 9.094 |  |  |  | 9.094 | [7 empty] | Yes | [14 empty] | Deferred
X | INV100 - Component - NAY100 | [13 empty] | Combined Heat and Power (CHP) | [21 empty] | This is a long standing existing CHP unit located on land within a manufacturing site. Newton Aycliffe CO Durham DL5 6EA NZ 268 238 | N/A
X | INV100 - Component - NAY200 | [13 empty] | Combined Heat and Power (CHP) | [21 empty] | This is a long standing existing CHP unit located on land within a manufacturing site. Newton Aycliffe CO Durham DL5 6EA NZ 268 238 | N/A
X | INV100 - Component - NAY300 | [13 empty] | Reciprocating engines | [21 empty] | This is a long standing existing Gas Engine unit on land within a manufacturing site. Newton Aycliffe CO Durham DL5 6EA NZ 268 238 | N/A
1 | KeNur3 | T-1 | Capacity Auction | 2021 | Nursling Energy Two Limited |  | Nursling | Bagnall Energy Limited | 02074167780 | asset.management@downing.co.uk | Transmission | CMRS | New Build Generating CMU | Storage - Battery |  | Yes | Conditionally Prequalified | Opt-In |  | 1 |  | Yes |  |  | 460 | Yes | 47.32 |  |  | 11.981 |  |  |  | 12.154 | [7 empty] | Yes | [14 empty] | Deferred
X | KeNur3 - Component - KeNurs | [13 empty] | Storage (Duration 1h) | [21 empty] | New build transmission connected battery storage unit comprising battery cells, DC switchgear, power conversion, AC voltage transformation and connection switchgear with protection Land adjacent to Nursling Substation Station Road Nursling Southampton SO16 0AH SU 363 159
2 | KPEG52 | T-1 | Capacity Auction | 2021 | KiWi Power Ltd |  | KPEG52 | General Electricity Holdings Ltd | 02071831030 | info@kiwipowered.com | Distribution | Non CMRS | Existing Generating CMU | Gas |  |  | Prequalified | Opt-In |  | 1 |  |  |  |  | 0 |  | 5.976 |  |  | 5.378 |  |  |  | 5.378 | [7 empty] | Yes | [14 empty] | Deferred
X | KPEG52 - Component - KP20KE | [13 empty] | Combined Heat and Power (CHP) | [21 empty] | Gas fired CHP unit Burnside Mills, Kendal,Cumbria,LA9 6PZ SD506958
1 | KPEG53 | T-1 | Capacity Auction | 2021 | KiWi Power Ltd |  | KPEG53 | General Electricity Holdings Ltd | 02071831030 | info@kiwipowered.com | Distribution | Non CMRS | Existing Generating CMU | Gas |  |  | Prequalified | Opt-In |  | 1 |  |  |  |  | 0 |  | 4.042 |  |  | 3.638 |  |  |  | 3.638 | [7 empty] | Yes | [14 empty] | Deferred
X | KPEG53 - Component - 19CMU101 | [13 empty] | Combined Heat and Power (CHP) | [21 empty] | CHP unit Par CHP, Par Docks, Par, St. Austell, PL24 2BN SX075531
2 | KPEG54 | T-1 | Capacity Auction | 2021 | KiWi Power Ltd |  | KPEG54 | General Electricity Holdings Ltd | 02071831030 | info@kiwipowered.com | Distribution | Non CMRS | Existing Generating CMU | Gas |  |  | Prequalified | Opt-In |  | 1 |  |  |  |  | 0 |  | 3.673 |  |  | 3.306 |  |  |  | 3.306 | [7 empty] | Yes | [14 empty] | Deferred
X | KPEG54 - Component - KP20RO | [13 empty] | Combined Heat and Power (CHP) | [21 empty] | Gas CHP Rocks Dryer, Rosvear Road, Bugle, St. Austell, PL26 8PJ SX 018 587
1 | KPEG55 | T-1 | Capacity Auction | 2021 | KiWi Power Ltd |  | KPEG55 | General Electricity Holdings Ltd | 02071831030 | info@kiwipowered.com | Distribution | Non CMRS | Existing Generating CMU | Gas |  |  | Prequalified | Opt-In |  | 1 |  |  |  |  | 0 |  | 3.348 |  |  | 3.013 |  |  |  | 3.013 | [7 empty] | Yes | [14 empty] | Deferred
X | KPEG55 - Component - KP20TR | [13 empty] | Combined Heat and Power (CHP) | [21 empty] | Gas fired CHP unit Treviscoe Dryer, Little Treviscoe, St. Austell, PL26 7QN SW 943 557
2 | KPEG58 | T-1 | Capacity Auction | 2021 | KiWi Power Ltd |  | KPEG58 | General Electricity Holdings Ltd | 02071831030 | info@kiwipowered.com | Distribution | Non CMRS | Existing Generating CMU | Gas |  |  | Prequalified | Opt-In |  | 1 |  |  |  |  | 0 |  | 1.213 |  |  | 1.092 |  |  |  | 1.093 | [7 empty] | Yes | [14 empty] | Deferred
X | KPEG58 - Component - KP20SO | [13 empty] | Combined Heat and Power (CHP) | [21 empty] | Gas fired CHP unit Southend University Hospital NHS Foundation, Trust Prittlewell Chase, Southend-on-Sea, Westcliff on-Sea, SS0 0RY TQ 865 873
1 | KPEG59 | T-1 | Capacity Auction | 2021 | KiWi Power Ltd |  | KPEG59 | General Electricity Holdings Ltd | 02071831030 | info@kiwipowered.com | Distribution | Non CMRS | Existing Generating CMU | Gas |  |  | Prequalified | Opt-In |  | 1 |  |  |  |  | 0 |  | 13.834 |  |  | 13.173 |  |  |  | 13.173 | [7 empty] | Yes | [14 empty] | Deferred
X | KPEG59 - Component - KP20CU | [13 empty] | Reciprocating engines | [21 empty] | Reciprocating engine 4 Chemistry Ln, Pentre, Deeside, CH5 2DA SJ323679
2 | KPEG60 | T-1 | Capacity Auction | 2021 | KiWi Power Ltd |  | KPEG60 | General Electricity Holdings Ltd | 02071831030 | info@kiwipowered.com | Distribution | Non CMRS | Existing Generating CMU | Gas |  |  | Prequalified | Opt-In |  | 1 |  |  |  |  | 0 |  | 15.652 |  |  | 14.904 |  |  |  | 14.904 | [7 empty] | Yes | [14 empty] | Deferred
X | KPEG60 - Component - KP20IR | [13 empty] | Reciprocating engines | [21 empty] | Reciprocating Engine Unit 28,29,30, Peel Mills Industrial Estate, Chamberhall Street, Bury, BL9 0LU SD802115
1 | KPEG62 | T-1 | Capacity Auction | 2021 | KiWi Power Ltd |  | KPEG62 | General Electricity Holdings Ltd | 02071831030 | info@kiwipowered.com | Distribution | Non CMRS | Existing Generating CMU | Gas |  |  | Prequalified | Opt-In |  | 1 |  |  |  |  | 0 |  | 16.266 |  |  | 15.488 |  |  |  | 15.494 | [7 empty] | Yes | [14 empty] | Deferred
X | KPEG62 - Component - KP20KI | [13 empty] | Reciprocating engines | [21 empty] | Gas Reciprocating engine Kiln Power, Unit 6, Lime Kilns Business Park, Nutts Lane, Hinckley, Leicestershire, LE10 3EL SP 413 925
2 | KPEG63 | T-1 | Capacity Auction | 2021 | KiWi Power Ltd |  | KPEG63 | General Electricity Holdings Ltd | 02071831030 | info@kiwipowered.com | Distribution | Non CMRS | Existing Generating CMU | Gas |  |  | Prequalified | Opt-In |  | 1 |  |  |  |  | 0 |  | 15.858 |  |  | 15.1 |  |  |  | 15.1 | [7 empty] | Yes | [14 empty] | Deferred
X | KPEG63 - Component - KP20LO | [13 empty] | Reciprocating engines | [21 empty] | Gas reciprocating engine Unit A, The Loddon Centre, Basingstoke, RG24 8QW SU653536
1 | KPEG64 | T-1 | Capacity Auction | 2021 | KiWi Power Ltd |  | KPEG64 | General Electricity Holdings Ltd | 02071831030 | info@kiwipowered.com | Distribution | Non CMRS | Existing Generating CMU | Gas |  |  | Prequalified | Opt-In |  | 1 |  |  |  |  | 0 |  | 19.786 |  |  | 18.84 |  |  |  | 18.84 | [7 empty] | Yes | [14 empty] | Deferred
X | KPEG64 - Component - KP20MA | [13 empty] | Reciprocating engines | [21 empty] | Gas reciprocating engine Mannerberg Way, Scunthorpe, East Yorks, DN15 8XF SE894126
2 | KPEG65 | T-1 | Capacity Auction | 2021 | KiWi Power Ltd |  | KPEG65 | General Electricity Holdings Ltd | 02071831030 | info@kiwipowered.com | Distribution | Non CMRS | Existing Generating CMU | Gas |  |  | Prequalified | Opt-In |  | 1 |  |  |  |  | 0 |  | 15.965 |  |  | 15.202 |  |  |  | 15.202 | [7 empty] | Yes | [14 empty] | Deferred
X | KPEG65 - Component - KP20ST | [13 empty] | Reciprocating engines | [21 empty] | Gas reciprocating engine Glascoed Road, St Asaph, Denbighshire, LL17 0LQ SJ 021 741
1 | KPEG66 | T-1 | Capacity Auction | 2021 | KiWi Power Ltd |  | KPEG66 | General Electricity Holdings Ltd | 02071831030 | info@kiwipowered.com | Distribution | Non CMRS | Existing Generating CMU | Gas |  |  | Prequalified | Opt-In |  | 1 |  |  |  |  | 0 |  | 16.26 |  |  | 15.483 |  |  |  | 15.483 | [7 empty] | Yes | [14 empty] | Deferred
X | KPEG66 - Component - KP20WH | [13 empty] | Reciprocating engines | [21 empty] | Gas reciprocating engine Mersey Wharf Business Park, Dock Road South, Bromborough Pool, Wirral, Merseyside, CH62 4SU SJ 352 843
2 | KPEG67 | T-1 | Capacity Auction | 2021 | KiWi Power Ltd |  | KPEG67 | General Electricity Holdings Ltd | 02071831030 | info@kiwipowered.com | Distribution | Non CMRS | Existing Generating CMU | Gas |  |  | Prequalified | Opt-In |  | 1 |  |  |  |  | 0 |  | 15.86 |  |  | 15.102 |  |  |  | 15.102 | [7 empty] | Yes | [14 empty] | Deferred
X | KPEG67 - Component - KP20WO | [13 empty] | Reciprocating engines | [21 empty] | Gas reciprocating engine Northern Steel Stocks, Cross Street, Wolverhampton, WV1 2HS SO927982
1 | KPEG68 | T-1 | Capacity Auction | 2021 | KiWi Power Ltd |  | KPEG68 | General Electricity Holdings Ltd | 02071831030 | info@kiwipowered.com | Distribution | Non CMRS | Existing Generating CMU | Gas |  |  | Prequalified | Opt-In |  | 1 |  |  |  |  | 0 |  | 2.781 |  |  | 2.503 |  |  |  | 2.503 | [7 empty] | Yes | [14 empty] | Deferred
X | KPEG68 - Component - KP20RI | [13 empty] | Combined Heat and Power (CHP) | [21 empty] | Gas fired CHP unit 66 Molesworth Street, London SE13 7EY TQ380754
2 | KPEG69 | T-1 | Capacity Auction | 2021 | KiWi Power Ltd |  | KPEG69 | General Electricity Holdings Ltd | 02071831030 | info@kiwipowered.com | Distribution | Non CMRS | Existing Generating CMU | Gas |  |  | Prequalified | Opt-In |  | 1 |  |  |  |  | 0 |  | 1.543 |  |  | 1.389 |  |  |  | 1.389 | [7 empty] | Yes | [14 empty] | Deferred
X | KPEG69 - Component - KP20CR | [13 empty] | Combined Heat and Power (CHP) | [21 empty] | Gas fired CHP unit 530 London Road, Croydon, CR7 7YE TQ315673
1 | KPEG71 | T-1 | Capacity Auction | 2021 | KiWi Power Ltd |  | KPEG71 | General Electricity Holdings Ltd | 02071831030 | info@kiwipowered.com | Distribution | Non CMRS | Existing Generating CMU | Gas |  |  | Prequalified | Opt-In |  | 1 |  |  |  |  | 0 |  | 4.426 |  |  | 3.983 |  |  |  | 3.983 | [7 empty] | Yes | [14 empty] | Deferred
X | KPEG71 - Component - KP20KI | [13 empty] | Combined Heat and Power (CHP) | [21 empty] | Gas fired CHP unit Denmark Hill, Brixton, London, SE5 9RS TQ325761
2 | KPEG72 | T-1 | Capacity Auction | 2021 | KiWi Power Ltd |  | KPEG72 | General Electricity Holdings Ltd | 02071831030 | info@kiwipowered.com | Distribution | Non CMRS | Existing Generating CMU | Gas |  |  | Prequalified | Opt-In |  | 1 |  |  |  |  | 0 |  | 1.96 |  |  | 1.764 |  |  |  | 1.764 | [7 empty] | Yes | [14 empty] | Deferred
X | KPEG72 - Component - KP20SR | [13 empty] | Combined Heat and Power (CHP) | [21 empty] | Gas fired CHP unit Stoneykirk Road, Stranraer, DG9 7BU NX062599
1 | KPEG73 | T-1 | Capacity Auction | 2021 | KiWi Power Ltd |  | KPEG73 | General Electricity Holdings Ltd | 02071831030 | info@kiwipowered.com | Distribution | Non CMRS | Existing Generating CMU | Gas |  |  | Prequalified | Opt-In |  | 1 |  |  |  |  | 0 |  | 1.922 |  |  | 1.73 |  |  |  | 1.793 | [7 empty] | Yes | [14 empty] | Deferred
X | KPEG73 - Component - KP20ME | [13 empty] | Combined Heat and Power (CHP) | [21 empty] | Gas fired CHP unit Repton Road, Measham, Swadlincote, DE12 7DT SK317120
2 | KPEG74 | T-1 | Capacity Auction | 2021 | KiWi Power Ltd |  | KPEG74 | General Electricity Holdings Ltd | 02071831030 | info@kiwipowered.com | Distribution | Non CMRS | Existing Generating CMU | Gas |  |  | Prequalified | Opt-In |  | 1 |  |  |  |  | 0 |  | 2 |  |  | 1.8 |  |  |  | 1.8 | [7 empty] | Yes | [14 empty] | Deferred
X | KPEG74 - Component - KP20PR | [13 empty] | Combined Heat and Power (CHP) | [21 empty] | Gas fired CHP unit Staithes Road, Preston, Hull, HU12 8TB TA 185 303
1 | KPEG77 | T-1 | Capacity Auction | 2021 | KiWi Power Ltd |  | KPEG77 | General Electricity Holdings Ltd | 02071831030 | info@kiwipowered.com | Distribution | Non CMRS | Existing Generating CMU | Gas |  |  | Prequalified | Opt-In |  | 1 |  |  |  |  | 0 |  | 5.354 |  |  | 4.819 |  |  |  | 4.819 | [7 empty] | Yes | [14 empty] | Deferred
X | KPEG77 - Component - KP20YO | [13 empty] | Combined Heat and Power (CHP) | [21 empty] | Gas fired CHP unit Haxby Rd, York, YO91 1XY SE 613 539
2 | Lilly5 | T-1 | Capacity Auction | 2021 | GREEN PEAK GENERATION LIMITED |  | Lillyhall |  | 02070421100 | Info@agr-group.co.uk | Distribution | Non CMRS | Existing Generating CMU | Gas |  |  | Prequalified | Opt-In |  | 1 |  |  |  |  | 0 |  | 7.5 |  |  | 7.142 |  |  |  | 7.142 | [7 empty] | No | No | Yes | Metering Option (a) (Supplier Settlement Metering Configuration Solution) | No |  |  | No | [7 empty] | No
X | Lilly5 - Component - Lilly5 | [13 empty] | Reciprocating engines | [21 empty] | Containerised High Speed Gas-fired reciprocating engines with transformers, switchgear and associated control gear Land Adjacent to Stobarts Logistics Off Branthwaite Road Lillyhall Workington Cumbria CA14 4ED NY 019 259 | 1640000687983
1 | LMES02 | T-1 | Capacity Auction | 2021 | LOWER MINETY ENERGY LIMITED |  | LMES01 | Power Act Limited | 008601063226156 | zy_lu@chng.com.cn | Distribution | Non CMRS | New Build Generating CMU | Storage - Battery |  | Yes | Conditionally Prequalified | Opt-In |  | 1 |  | Yes |  |  | 3100 | Yes | 49.9 |  |  | 12.635 |  |  |  | 12.635 | [7 empty] | Yes | [14 empty] | Deferred
X | LMES02 - Component - LMES01 | [13 empty] | Storage (Duration 1h) | [21 empty] | 49.900MW Battery Energy Storage System Land Adjacent to Electricity Sub Station, Stonehill, Charlton, Malmesbury, Wiltshire, SN16 9DX ST 996 891
2 | LOC121 | T-1 | Capacity Auction | 2021 | SSE Generation Limited |  | Lochay 1 | SSE plc | 01738453407 | CMSecondaryTrading@sse.com | Transmission | CMRS | Existing Generating CMU | Hydro |  |  | Prequalified | Opt-In |  | 1 |  |  |  |  | 0 |  | 23.385 |  |  | 21.278 |  |  |  | 21.278 | [7 empty] | No |  |  |  | Yes | [10 empty] | Provided
X | LOC121 - Component - M_CAS-KIL01 | [13 empty] | Hydro | [21 empty] | Genset 1. ROCable hydro units within the BMU are not included in the CMU. Lochay Power Station, Killin, Stirling, FK21 8UA NN 545 349
1 | LOC221 | T-1 | Capacity Auction | 2021 | SSE Generation Limited |  | Lochay 2 | SSE plc | 01738453407 | CMSecondaryTrading@sse.com | Transmission | CMRS | Existing Generating CMU | Hydro |  |  | Prequalified | Opt-In |  | 1 |  |  |  |  | 0 |  | 23.553 |  |  | 21.431 |  |  |  | 21.431 | [7 empty] | No |  |  |  | Yes | [10 empty] | Provided
X | LOC221 - Component - M_CAS-KIL01 | [13 empty] | Hydro | [21 empty] | Genset 2. ROCable hydro units within the BMU are not included in the CMU. Lochay Power Station, Killin, Stirling, FK21 8UA NN 545 349
2 | MBSS02 | T-1 | Capacity Auction | 2021 | MINETY BATTERY STORAGE LIMITED |  | MBSS01 | Power Act Limited | 008601063226156 | zy_lu@chng.com.cn | Distribution | Non CMRS | New Build Generating CMU | Storage - Battery |  | Yes | Conditionally Prequalified | Opt-In |  | 1 |  | Yes |  |  | 3100 | Yes | 49.9 |  |  | 12.635 |  |  |  | 12.635 | [7 empty] | Yes | [14 empty] | Deferred
X | MBSS02 - Component - MBSS01 | [13 empty] | Storage (Duration 1h) | [21 empty] | Battery Energy Storage System located at Minety Land adjacent to electricity sub station, Stonehill, Charlton, Wiltshire, SN16 9RP SU 009 891
1 | MERL12 | T-1 | Capacity Auction | 2021 | RYDBERG DEVELOPMENT COMPANY LIMITED |  | MERLIN PARK | Hartree Partners Power Holdings (UK) Limited | 02072017165 | PowerOps@HartreePartners.com | Distribution | Non CMRS | New Build Generating CMU | Gas |  |  | Prequalified | Opt-In |  | 1 |  | Yes |  |  | 95220 |  | 10 |  |  | 9.522 |  |  |  | 9.522 | [7 empty] | Yes | [14 empty] | Deferred
X | MERL12 - Component - 000001 | [13 empty] | Reciprocating engines | [21 empty] | Works required to complete the site will include:- 1 Construction of a Grid Connection between the site and the Distribution Network 2 Construction of gas connection between the site and the Gas Network 3 Construction of site compound including surfacing of compound, drainage and erection of fencing 4 Construction of multiple engine and infrastructure bases 5 Installation of multiple new containerised reciprocating gas engines 6 Electrical work to connect generating sets to grid connection including supply of transformers and switchgear as necessary 7 Gas work to connect the generating sets to the gas supply 8 Commissioning Merlin Park Burscough L40 8JY SD 431 117
2 | MLFRM1 | T-1 | Capacity Auction | 2021 | ESB SOLAR (NORTHERN IRELAND) LIMITED | ESB INDEPENDENT GENERATION TRADING LIMITED | MillFarm1 | ESB ASSET DEVELOPMENT UK LIMITED | 0035317027446 | esb.capacity.uk@esb.ie | Distribution | Non CMRS | Existing Generating CMU | Storage - Battery |  | Yes | Prequalified | Opt-In |  | 1 |  |  |  |  | 0 |  | 7 |  |  | 1.772 |  |  |  | 1.772 | [7 empty] | Yes | [14 empty] | Deferred
X | MLFRM1 - Component - 2_BFLEX001 | [13 empty] | Storage (Duration 1h) | [21 empty] | 7 MW of Battery Storage located at Grantham. Mill Farm Caythorpe Heath Ln Caythorpe Grantham NG32 3ER SK 958 483
1 | NB_108 | T-1 | Capacity Auction | 2021 | Voltalia UK Ltd |  | NB_108 | Voltalia SA | 07809714718 | k.clutterbuck@voltalia.com | Distribution | Non CMRS | New Build Generating CMU | Storage - Battery |  | Yes | Rejected | Opt-In |  | 1 |  |  |  |  | 0 |  | 15 |  |  | 3.798 |  |  |  | 3.798 | [7 empty] | Yes | [14 empty] | Deferred
X | NB_108 - Component - NB_108 | [13 empty] | Storage (Duration 1h) | [21 empty] | 15MW of Battery Energy Storage Systems Plot B at Severn Road Avonmouth BS10 7SE ST 543 812
2 | NB_109 | T-1 | Capacity Auction | 2021 | CROSSDYKES WF LIMITED |  | NB_109 |  | 01501785088 | info@muirhallenergy.co.uk | Transmission | CMRS | New Build Generating CMU | Onshore Wind |  |  | Conditionally Prequalified | Opt-In |  | 1 |  | Yes |  |  | 0 | Yes | 46 |  |  | 3.684 |  |  |  | 3.685 | [7 empty] | Yes | [14 empty] | Deferred
X | NB_109 - Component - CROSS1 | [13 empty] | Onshore Wind | [21 empty] | Wind Turbines to be installed at Crossdykes Wind Farm Crossdykes Wind Farm, Langholm, Lockerbie, DG11 2QL NY 257 875
X | NB_109 - Component - CROSS2 | [13 empty] | Onshore Wind | [21 empty] | Wind Turbines to be installed at Crossdykes Wind Farm Crossdykes Wind Farm, Langholm, Lockerbie, DG11 2QL NY 246 870
1 | OPEN08 | T-1 | Capacity Auction | 2021 | OPEN ENERGI LIMITED |  | OPEN08 | Ombu Group Limited | 02030510600 | sebastian.blake@openenergi.com | Distribution | Non CMRS | Unproven DSR CMU | DSR |  |  | Not Prequalified | Opt-In |  | 1 | Yes |  |  |  | 0 |  | 1.27 |  | 1.006 | 1.006 |  |  |  | 1.006 | [7 empty] | Yes | [14 empty] | Deferred
X | OPEN08 - Component - 08COMP | [13 empty] | DSR | [21 empty] | Behind the meter battery at industrial/commercial site N/A N/A
2 | PEHE-2 | T-1 | Capacity Auction | 2021 | SSE Generation Limited |  | Peterhead Unit 2 | SSE plc | 01738453407 | CMSecondaryTrading@sse.com | Transmission | CMRS | Existing Generating CMU |  |  |  |  | Opt-Out | Closed down, decommissioned or otherwise non-operational by the start of the relevant Delivery Year | [14 empty] | 594 | [10 empty] | Metering Option (a) (Supplier Settlement Metering Configuration Solution) | Yes | [10 empty] | N/A
X | PEHE-2 - Component - T_PEHE-2 | [13 empty] | Combined Cycle Gas Turbine (CCGT) | [21 empty] | 0 0 0
1 | PG2027 | T-1 | Capacity Auction | 2021 | Peak Gen Power 27 Limited |  | Peak Gen Power 27 | Peak Gen Top Co Limited | 01926336127 | jfairchild@peakgen.com | Distribution | Non CMRS | New Build Generating CMU | Storage - Battery |  | Yes | Rejected | Opt-In |  | 1 |  |  |  |  | 0 |  | 20 |  |  | 5.064 |  |  |  | 5.064 | [7 empty] | Yes | [14 empty] | Deferred
X | PG2027 - Component - PG2027 | [13 empty] | Storage (Duration 1h) | [21 empty] | A new battery storage plant, with associated civil works, switchgear and electrical connection. Thames Water Sewage Works Amersham Road Denham Buckinghamshire SL9 7AW TQ 018 876
2 | PGPCOV | T-1 | Capacity Auction | 2021 | Peak Gen Power Limited |  | Peak Gen Power Coventry | Peak Gen Top Co Limited | 01926336127 | jfairchild@peakgen.com | Distribution | Non CMRS | Existing Generating CMU | Diesel |  |  | Prequalified | Opt-In |  | 1 |  |  |  |  | 0 |  | 6 |  |  | 5.713 |  |  |  | 5.713 | [7 empty] | Yes | [14 empty] | Deferred
X | PGPCOV - Component - PGPCOV | [13 empty] | Reciprocating engines | [21 empty] | A completed power plant, with associated civil works, switchgear and electrical connection. Batleys Cash and Carry Gielgud Way Coventry CV2 2SZ SP 389 819
1 | PGPDID | T-1 | Capacity Auction | 2021 | Peak Gen Power Limited |  | Peak Gen Power Didcot | Peak Gen Top Co Limited | 01926336127 | jfairchild@peakgen.com | Distribution | Non CMRS | Existing Generating CMU | Diesel |  |  | Prequalified | Opt-In |  | 1 |  |  |  |  | 0 |  | 3.3 |  |  | 3.142 |  |  |  | 3.142 | [7 empty] | Yes | [14 empty] | Deferred
X | PGPDID - Component - PGPDID | [13 empty] | Reciprocating engines | [21 empty] | A completed power plant, with associated civil works, switchgear and electrical connection. Booker Cash and Carry Didcot OX11 7HJ SU 515 912
2 | PGPHAT | T-1 | Capacity Auction | 2021 | Peak Gen Power Limited |  | Peak Gen Power Hatfield | Peak Gen Top Co Limited | 01926336127 | jfairchild@peakgen.com | Distribution | Non CMRS | Existing Generating CMU | Diesel |  |  | Prequalified | Opt-In |  | 1 |  |  |  |  | 0 |  | 5.4 |  |  | 5.142 |  |  |  | 5.142 | [7 empty] | Yes | [14 empty] | Deferred
X | PGPHAT - Component - PGPHAT | [13 empty] | Reciprocating engines | [21 empty] | A completed power plant, with associated civil works, switchgear and electrical connection. Booker Cash and Carry Frobisher Way Hatfield Hertfordshire AL10 9TR TL 207 094
1 | PGPHAY | T-1 | Capacity Auction | 2021 | Peak Gen Power Limited |  | Peak Gen Power Haydock | Peak Gen Top Co Limited | 01926336127 | jfairchild@peakgen.com | Distribution | Non CMRS | Existing Generating CMU | Diesel |  |  | Prequalified | Opt-In |  | 1 |  |  |  |  | 0 |  | 5.4 |  |  | 5.142 |  |  |  | 5.142 | [7 empty] | Yes | [14 empty] | Deferred
X | PGPHAY - Component - PGPHAY | [13 empty] | Reciprocating engines | [21 empty] | A completed power plant, with associated civil works, switchgear and electrical connection. Millfield Lane Haydock Industrial Estate Haydock St Helens WA11 9UT SJ 563 979
2 | PPCW20 | T-1 | Capacity Auction | 2021 | PIVOT POWER BATTERY CO. LIMITED |  | Pivot Power 1 | PIVOT POWER LIMITED | 02037431445 | info@pivot-power.co.uk | Transmission | CMRS | New Build Generating CMU | Storage - Battery |  | Yes | Prequalified | Opt-In |  | 1 |  | Yes |  |  | 0 |  | 43 |  |  | 10.888 |  |  |  | 11.078 | [7 empty] | Yes | [14 empty] | Deferred
X | PPCW20 - Component - PPCow1 | [13 empty] | Storage (Duration 1h) | [21 empty] | The CMU is a electro-chemical Lithium-ion battery storage system connected to the transmission system at the National Grid Transmission Substation. Cowley Substation Blackberry Lane Garsington Oxfordshire OX44 9BD SP 561 015
1 | PPKM20 | T-1 | Capacity Auction | 2021 | PIVOT POWER BATTERY CO. LIMITED |  | Pivot Power 1 | PIVOT POWER LIMITED | 02037431445 | info@pivot-power.co.uk | Transmission | CMRS | New Build Generating CMU | Storage - Battery |  | Yes | Prequalified | Opt-In |  | 1 |  | Yes |  |  | 0 |  | 43 |  |  | 10.888 |  |  |  | 11.078 | [7 empty] | Yes | [14 empty] | Deferred
X | PPKM20 - Component - PPKM01 | [13 empty] | Storage (Duration 1h) | [21 empty] | The CMU is a electro-chemical Lithium-ion battery storage system connected to the transmission system at the National Grid Transmission Substation. Land To The South Of Kemsley Substation Ypres Drive Sittingbourne Kent ME10 2FB TQ 909 666
2 | PUG002 | T-1 | Capacity Auction | 2021 | POWER UP GENERATION LIMITED | Eclipse Power | Bond Estates Milton Keynes |  | 01234486487 | bond.estates@eclipsepower.co.uk | Distribution | Non CMRS | Existing Generating CMU | Gas |  |  | Prequalified | Opt-In |  | 1 |  |  |  |  | 0 |  | 5.784 |  |  | 5.508 |  |  |  | 5.746 | [7 empty] | No | No | Yes | Metering Option (a) (Supplier Settlement Metering Configuration Solution) | No |  |  | No | [7 empty] | No
X | PUG002 - Component - PUG002 | [13 empty] | Reciprocating engines | [21 empty] | The CMU component comprises of three 2MW Reciprocating Gas Engines Bond Avenue Bletchley Milton Keynes MK1 1JJ SP 881 353 | 1170000894943
1 | RATS44 | T-1 | Capacity Auction | 2021 | Uniper Global Commodities SE | Bidding, Obligation Trading, Volume Reallocation | Ratcliffe U4 | Uniper Holding GmbH | 49211732757440 | UniperUK.PowerTrading@uniper.energy | Transmission | CMRS | Existing Generating CMU | Coal |  |  | Prequalified | Opt-In |  | 1 |  |  |  |  | 0 |  | 513.183 |  |  | 435.179 |  |  |  | 436.72 | [7 empty] | No |  |  |  | No | [10 empty] | No
X | RATS44 - Component - T_RATS-4 | [13 empty] | Coal | [21 empty] | Ratcliffe Unit 4 coal-fired unit Ratcliffe-on-Soar Nottingham NG11 0EE SK503301
2 | ROCK21 | T-1 | Capacity Auction | 2021 | Rock Energy Storage Limited | Limejump Virtual 3 Limited | ROCK18 | Eelpower (Opco4) Limited | 03303309625 | cm@eelpower.co.uk | Distribution | Non CMRS | Existing Generating CMU | Storage - Battery |  | Yes | Prequalified | Opt-In |  | 1 |  |  |  |  | 0 |  | 19.861 |  |  | 5.029 |  |  |  | 5.064 | [7 empty] | No | No | Yes | Metering Option (a) (Supplier Settlement Metering Configuration Solution) | No |  |  | No | [7 empty] | No
X | ROCK21 - Component - ROCK21 | [13 empty] | Storage (Duration 1h) | [21 empty] | 20 MW installed capacity Battery Storage facility Land To The South Of Rock Farm, Rocks Green, Ludlow, SY8 2DS SO 531 746
1 | SEL070 | T-1 | Capacity Auction | 2021 | Saltholme South Power Limited |  | Saltholme South Power Limited | Stat-Flex Limited | 02071860586 | lelder@stateraenergy.co.uk | Distribution | Non CMRS | New Build Generating CMU | Gas |  |  | Prequalified | Opt-In |  | 1 |  | Yes |  |  | 476000 |  | 49.99 |  |  | 47.6 |  |  |  | 47.6 | [7 empty] | Yes | [14 empty] | Deferred
X | SEL070 - Component - SEL070 | [13 empty] | Reciprocating engines | [21 empty] | Gas peaking reciprocating engine Land on the east side of Cowpen Bewley Road, Billingham, TS23 4ED NZ488237
2 | SPX001 | T-1 | Capacity Auction | 2021 | E.ON UK Plc |  | SPX_CHP |  | 07816292478 | EEMFM@eon.com | Distribution | Non CMRS | Existing Generating CMU | Gas |  |  | Prequalified | Opt-In |  | 1 |  |  |  |  | 0 |  | 1.191 |  |  | 1.072 |  |  |  | 1.072 | [7 empty] | No | No | Yes | Metering Option (b) (Bespoke Metering Configuration Solution) | No | No |  |  |  | Yes |  | N/A | Yes |  |  | Yes
X | SPX001 - Component - SPXCHP | [13 empty] | Combined Heat and Power (CHP) | [21 empty] | A gas engine CHP site providing steam and electricity to an industrial unit Runnings Road, Swindon Village, Cheltenham, GL51 9NQ SO 933 247
1 | SS2020 | T-1 | Capacity Auction | 2021 | Speciality Steel UK Limited |  | 2015_2 | Liberty Speciality Steels Uk Ltd | 01142832641 | contactus@specialityuk.com | Distribution | CMRS | Proven DSR CMU | DSR |  |  | Rejected | Opt-In |  | 1 |  |  |  |  | 0 |  | 38.854 | 38.854 | 30.776 | 30.776 |  |  |  | 30.776 | [7 empty] | No |  |  |  | No | [10 empty] | No
X | SS2020 - Component - 000002 | [13 empty] | DSR | [21 empty] | Industrial Site comprising multiple electro intensive process Reduction in Imported Electricity Site is directly connected but not CMRS CMU ( see business plan) ROTHERHAM WORKS PO BOX 50 ALDWARKE LANE S60 1DW (Note: This is the Postal Address for the site. As a PO Box, Postcode finders will identify the location at the Post Office, away from site. For visitors with Sat Nav, we identify S65 3ES as the nearest postcode to our location). OS: SK45009500 SK450950
2 | THATCH | T-1 | Capacity Auction | 2021 | SSE Utility Solutions Limited |  | Thatcham | SSE Plc | 01738453407 | CMSecondaryTrading@sse.com | Distribution | Non CMRS | Existing Generating CMU |  |  |  |  | Opt-Out | Operational throughout the relevant Delivery Year | [14 empty] | 8.358 | [7 empty] | No | No | Yes | Metering Option (a) (Supplier Settlement Metering Configuration Solution) | No |  |  | No | [7 empty] | N/A
X | THATCH - Component - THATM-1 | [13 empty] | Reciprocating engines | [21 empty] | 6 x reciprocating engines Thatcham Grid Substation, Piper's Lane, Off Station Road, Thatcham, RG19 4NA SU528664
1 | THRN02 | T-1 | Capacity Auction | 2021 | E.ON UK Cogeneration Limited |  | Thornhill OCGT | E.ON UK CHP Limited | 07816292478 | EEMFM@eon.com | Distribution | Non CMRS | Existing Generating CMU | Gas |  |  | Prequalified | Opt-In |  | 1 |  |  |  |  | 0 |  | 37.867 |  |  | 36.057 |  |  |  | 36.057 | [7 empty] | No | No | Yes | Metering Option (a) (Supplier Settlement Metering Configuration Solution) | No |  |  | No | [7 empty] | No
X | THRN02 - Component - 2__MPGEN001 | [13 empty] | Open Cycle Gas Turbine (OCGT) | [21 empty] | Small gas fired OCGT. Address:Calder Rd, Ravensthorpe, Dewsbury, WF12 9EA. SE 229 201
2 | TS20_1 | T-1 | Capacity Auction | 2021 | Tata Steel UK Limited |  | Multisite_16 | Corus Group Limited | 02077174412 | alison.meldrum@tatasteeleurope.com | Distribution | Non CMRS | Proven DSR CMU | DSR |  |  | Prequalified | Opt-In |  | 1 |  |  |  |  | 0 |  | 25.362 | 25.362 | 20.089 | 20.089 |  |  |  | 20.089 | [7 empty] | No | No | Yes | Metering Option (a) (Supplier Settlement Metering Configuration Solution) | No |  |  | No | [7 empty] | No
X | TS20_1 - Component - 000001 | [13 empty] | DSR | [21 empty] | Industrial Steelmaking / Manufacturing Site. The DSR capacity (MW) is the proven DSR capacity. The DSR Test Certificate applies to TS16_1, cloned to TS17_1, TS18_1, and TS19_1 Llanwern Steelworks Newport Gwent NP19 4QZ United Kingdom ST 380 866
1 | TS20_3 | T-1 | Capacity Auction | 2021 | Tata Steel UK Limited |  | Multi Site_16 Other | Corus Group Limited | 02077174412 | alison.meldrum@tatasteeleurope.com | Distribution | Non CMRS | Proven DSR CMU | DSR |  |  | Prequalified | Opt-In |  | 1 |  |  |  |  | 0 |  | 13.701 | 13.701 | 10.851 | 10.851 |  |  |  | 10.853 | [7 empty] | No | No | Yes | Metering Option (a) (Supplier Settlement Metering Configuration Solution) | No |  |  | No | [7 empty] | No
X | TS20_3 - Component - Tr1 | [13 empty] | DSR | [21 empty] | Manufacturing site providing demand response Trostre Works Llanelli Carmarthenshire SA14 9SD SS 529 994
X | TS20_3 - Component - Tr2 | [13 empty] | DSR | [21 empty] | Manufacturing site providing demand response Trostre Works Llanelli Carmarthenshire SA14 9SD SS 529 994
X | TS20_3 - Component - Tr3 | [13 empty] | DSR | [21 empty] | Manufacturing site providing demand response Trostre Works Llanelli Carmarthenshire SA14 9SD SS 529 994
X | TS20_3 - Component - Tr4 | [13 empty] | DSR | [21 empty] | Manufacturing site providing demand response Trostre Works Llanelli Carmarthenshire SA14 9SD SS 529 994
X | TS20_3 - Component - Tr5 | [13 empty] | DSR | [21 empty] | Manufacturing site providing demand response Trostre Works Llanelli Carmarthenshire SA14 9SD SS 529 994
X | TS20_3 - Component - Tr6 | [13 empty] | DSR | [21 empty] | Manufacturing site providing demand response Trostre Works Llanelli Carmarthenshire SA14 9SD SS 529 994
X | TS20_3 - Component - Tr7 | [13 empty] | DSR | [21 empty] | Manufacturing site providing demand response Trostre Works Llanelli Carmarthenshire SA14 9SD SS 529 994
X | TS20_3 - Component - Tr8 | [13 empty] | DSR | [21 empty] | Manufacturing site providing demand response Trostre Works Llanelli Carmarthenshire SA14 9SD SS 529 994
X | TS20_3 - Component - Tr9 | [13 empty] | DSR | [21 empty] | Manufacturing site providing demand response Trostre Works Llanelli Carmarthenshire SA14 9SD SS 529 994
X | TS20_3 - Component - Tr10 | [13 empty] | DSR | [21 empty] | Manufacturing site providing demand response Trostre Works Llanelli Carmarthenshire SA14 9SD SS 529 994
2 | TS20_4 | T-1 | Capacity Auction | 2021 | Tata Steel UK Limited |  | PT_G | Corus Group Limited | 02077174412 | alison.meldrum@tatasteeleurope.com | Distribution | Non CMRS | Existing Generating CMU | Gas |  |  | Prequalified | Opt-In |  | 1 |  |  |  |  | 0 |  | 20.123 |  |  | 18.111 |  |  |  | 18.111 | [7 empty] | No | Yes | No | Metering Option (b) (Bespoke Metering Configuration Solution) | Yes | No |  |  |  | Yes |  | Meters Main & Check - Elster type A1700 class 0.5 - Standards BS EN62053-22 | Yes |  |  | Yes
X | TS20_4 - Component - A00214 | [13 empty] | Combined Heat and Power (CHP) | [21 empty] | Site based CHP ( reclassified from reciprocating engine for EMR purposes given definitions in Capacity Market Auction Guidelines ) Port Talbot, Port Talbot Works, SA13 2NG SS 781 869
1 | TU1211 | T-1 | Capacity Auction | 2021 | SSE Generation Limited |  | Tummel 1 | SSE plc | 01738453407 | CMSecondaryTrading@sse.com | Distribution | Non CMRS | Existing Generating CMU | Hydro |  |  | Prequalified | Opt-In |  | 1 |  |  |  |  | 0 |  | 18.452 |  |  | 16.789 |  |  |  | 16.789 | [7 empty] | No | No | Yes | Metering Option (a) (Supplier Settlement Metering Configuration Solution) | No |  |  | No | [7 empty] | No
X | TU1211 - Component - TUMB-1 | [13 empty] | Hydro | [21 empty] | 1 x hydro turbine & synchronous generator Tummel Power Station, Pitlochry, Perthshire, PH16 5SB NN 763 590 | 1700051768929
2 | TU2211 | T-1 | Capacity Auction | 2021 | SSE Generation Limited |  | Tummel 2 | SSE plc | 01738453407 | CMSecondaryTrading@sse.com | Distribution | Non CMRS | Existing Generating CMU | Hydro |  |  | Prequalified | Opt-In |  | 1 |  |  |  |  | 0 |  | 17 |  |  | 15.468 |  |  |  | 15.468 | [7 empty] | No | No | Yes | Metering Option (a) (Supplier Settlement Metering Configuration Solution) | No |  |  | No | [7 empty] | No
X | TU2211 - Component - TUMB-2 | [13 empty] | Hydro | [21 empty] | 1 x hydro turbine & synchronous generator Tummel Power Station, Pitlochry, Perthshire, PH16 5SB NN 763 590 | 1700051768947
1 | UR0003 | T-1 | Capacity Auction | 2021 | URBAN RESERVE (ASSETCO) LIMITED |  | Sandhurst Power | Aggregated Micro Power Infrastructure 2 plc | 02073827800 | assetmanagement@ampplc.co.uk | Distribution | Non CMRS | New Build Generating CMU | Gas |  |  | Prequalified | Opt-In |  | 1 |  | Yes |  |  | 19040 |  | 2 |  |  | 1.904 |  |  |  | 1.904 | [7 empty] | Yes | [14 empty] | Deferred
X | UR0003 - Component - UR0003 | [13 empty] | Reciprocating engines | [21 empty] | CMU consisting of a gas reciprocating engine and alternator LAND SOUTH OF SANDHURST ROAD CANVEY ISLAND SS8 0QY TQ 772 831
2 | UR0016 | T-1 | Capacity Auction | 2021 | URBAN RESERVE (ASSETCO) LIMITED |  | Pilsworth Power | Aggregated Micro Power Infrastructure 2 plc | 02073827800 | assetmanagement@ampplc.co.uk | Distribution | Non CMRS | New Build Generating CMU | Gas |  |  | Prequalified | Opt-In |  | 1 |  | Yes |  |  | 38090 |  | 4 |  |  | 3.809 |  |  |  | 3.809 | [7 empty] | Yes | [14 empty] | Deferred
X | UR0016 - Component - UR0016 | [13 empty] | Reciprocating engines | [21 empty] | CMU consisting of multiple reciprocating engines and alternators LAND EAST OF PILSWORTH ROAD ROCHDALE HEYWOOD OL10 2TA SD 848 099
1 | UR0017 | T-1 | Capacity Auction | 2021 | URBAN RESERVE (ASSETCO) LIMITED |  | Parkbury Power | Aggregated Micro Power Infrastructure 2 plc | 02073827800 | assetmanagement@ampplc.co.uk | Distribution | Non CMRS | New Build Generating CMU | Gas |  |  | Prequalified | Opt-In |  | 1 |  | Yes |  |  | 57130 |  | 6 |  |  | 5.713 |  |  |  | 5.713 | [7 empty] | Yes | [14 empty] | Deferred
X | UR0017 - Component - UR17(1) | [13 empty] | Reciprocating engines | [21 empty] | CMU consisting of multiple reciprocating engines and alternators LAND AT OLD PARKBURY LANE ST. ALBANS AL2 2DZ TL 158 023
X | UR0017 - Component - UR17(2) | [13 empty] | Reciprocating engines | [21 empty] | CMU consisting of a reciprocating engine and alternator LAND AT OLD PARKBURY LANE ST. ALBANS AL2 2DZ TL 158 023
2 | UR0038 | T-1 | Capacity Auction | 2021 | URBAN RESERVE (ASSETCO) LIMITED |  | Wallace Power | Aggregated Micro Power Infrastructure 2 plc | 02073827800 | assetmanagement@ampplc.co.uk | Distribution | Non CMRS | New Build Generating CMU | Gas |  |  | Prequalified | Opt-In |  | 1 |  | Yes |  |  | 38090 |  | 4 |  |  | 3.809 |  |  |  | 3.809 | [7 empty] | Yes | [14 empty] | Deferred
X | UR0038 - Component - UR0038 | [13 empty] | Reciprocating engines | [21 empty] | CMU consisting of multiple reciprocating engines and alternators LAND AT 20 WALLACE WAY HITCHIN SG4 0SE TL 190 311
1 | UR0039 | T-1 | Capacity Auction | 2021 | URBAN RESERVE (ASSETCO) LIMITED |  | Bear Power | Aggregated Micro Power Infrastructure 2 plc | 02073827800 | assetmanagement@ampplc.co.uk | Distribution | Non CMRS | New Build Generating CMU | Gas |  |  | Prequalified | Opt-In |  | 1 |  | Yes |  |  | 48280 |  | 5.07 |  |  | 4.828 |  |  |  | 4.828 | [7 empty] | Yes | [14 empty] | Deferred
X | UR0039 - Component - UR0039 | [13 empty] | Reciprocating engines | [21 empty] | CMU consisting of multiple reciprocating engines and alternators LAND AT WEIGHBRIDGE ROAD DEESIDE CH5 2LL SJ 313 717
2 | UR0062 | T-1 | Capacity Auction | 2021 | URBAN RESERVE (ASSETCO) LIMITED |  | Whitworth Power | Aggregated Micro Power Infrastructure 2 plc | 02073827800 | assetmanagement@ampplc.co.uk | Distribution | Non CMRS | New Build Generating CMU | Gas |  |  | Prequalified | Opt-In |  | 1 |  | Yes |  |  | 38090 |  | 4 |  |  | 3.809 |  |  |  | 3.809 | [7 empty] | Yes | [14 empty] | Deferred
X | UR0062 - Component - UR0062 | [13 empty] | Reciprocating engines | [21 empty] | CMU consisting of multiple reciprocating engines and alternators LAND AT DRESSER CENTRE WHITWORTH STREET MANCHESTER M11 2NE SJ 877 972
1 | UR0068 | T-1 | Capacity Auction | 2021 | URBAN RESERVE (ASSETCO) LIMITED |  | Heysham Power | Aggregated Micro Power Infrastructure 2 plc | 02073827800 | assetmanagement@ampplc.co.uk | Distribution | Non CMRS | New Build Generating CMU | Gas |  |  | Prequalified | Opt-In |  | 1 |  | Yes |  |  | 38090 |  | 4 |  |  | 3.809 |  |  |  | 3.809 | [7 empty] | Yes | [14 empty] | Deferred
X | UR0068 - Component - UR0068 | [13 empty] | Reciprocating engines | [21 empty] | CMU consisting of multiple reciprocating engines and alternators HEYSHAM ROAD MERSEYSIDE L30 6UZ SJ 365 987
2 | UR0073 | T-1 | Capacity Auction | 2021 | URBAN RESERVE (ASSETCO) LIMITED |  | Centric Power | Aggregated Micro Power Infrastructure 2 plc | 02073827800 | assetmanagement@ampplc.co.uk | Distribution | Non CMRS | New Build Generating CMU | Gas |  |  | Prequalified | Opt-In |  | 1 |  | Yes |  |  | 38090 |  | 4 |  |  | 3.809 |  |  |  | 3.809 | [7 empty] | Yes | [14 empty] | Deferred
X | UR0073 - Component - UR0073 | [13 empty] | Reciprocating engines | [21 empty] | CMU consisting of multiple reciprocating engines and alternators LAND AT ANDOVER COMMERCIAL PARK ANDOVER SP11 8BF SU 333 458
1 | UR0074 | T-1 | Capacity Auction | 2021 | URBAN RESERVE (ASSETCO) LIMITED |  | Clarence Power | Aggregated Micro Power Infrastructure 2 plc | 02073827800 | assetmanagement@ampplc.co.uk | Distribution | Non CMRS | New Build Generating CMU | Gas |  |  | Not Prequalified | Opt-In |  | 1 |  | Yes |  |  | 23810 |  | 2.5 |  |  | 2.381 |  |  |  | 2.381 | [7 empty] | Yes | [14 empty] | Deferred
X | UR0074 - Component - UR0074 | [13 empty] | Reciprocating engines | [21 empty] | CMU consisting of a gas reciprocating engine and alternator LAND AT CLARENCE STREET STALYBRIDGE SK15 1QF SJ 952 986
2 | UR0081 | T-1 | Capacity Auction | 2021 | URBAN RESERVE (ASSETCO) LIMITED |  | Edison Power | Aggregated Micro Power Infrastructure 2 plc | 02073827800 | assetmanagement@ampplc.co.uk | Distribution | Non CMRS | New Build Generating CMU | Gas |  |  | Prequalified | Opt-In |  | 1 |  | Yes |  |  | 38090 |  | 4 |  |  | 3.809 |  |  |  | 3.809 | [7 empty] | Yes | [14 empty] | Deferred
X | UR0081 - Component - UR0081 | [13 empty] | Reciprocating engines | [21 empty] | CMU consisting of multiple reciprocating engines and alternators LAND ON THE NORTH SIDE OF SMEATON CLOSE AYLESBURY HP19 8UW SP 799 144
1 | UR0111 | T-1 | Capacity Auction | 2021 | URBAN RESERVE (ASSETCO) LIMITED |  | Gallions Power | Aggregated Micro Power Infrastructure 2 plc | 02073827800 | assetmanagement@ampplc.co.uk | Distribution | Non CMRS | New Build Generating CMU | Gas |  |  | Prequalified | Opt-In |  | 1 |  | Yes |  |  | 47610 |  | 5 |  |  | 4.761 |  |  |  | 4.761 | [7 empty] | Yes | [14 empty] | Deferred
X | UR0111 - Component - UR0111 | [13 empty] | Reciprocating engines | [21 empty] | CMU consisting of multiple reciprocating engines and alternators LAND ADJOINING RIMA HOUSE RIPPLE ROAD BARKING IG11 0RH TQ 473 835
2 | UR0112 | T-1 | Capacity Auction | 2021 | URBAN RESERVE (ASSETCO) LIMITED |  | Crittall Power | Aggregated Micro Power Infrastructure 2 plc | 02073827800 | assetmanagement@ampplc.co.uk | Distribution | Non CMRS | New Build Generating CMU | Gas |  |  | Prequalified | Opt-In |  | 1 |  | Yes |  |  | 38090 |  | 4 |  |  | 3.809 |  |  |  | 3.809 | [7 empty] | Yes | [14 empty] | Deferred
X | UR0112 - Component - UR0112 | [13 empty] | Reciprocating engines | [21 empty] | CMU consisting of multiple reciprocating engines and alternators LAND AT CRITTALL ROAD WITHAM ESSEX CM8 3DE TL 826 153
1 | UR2092 | T-1 | Capacity Auction | 2021 | URBAN RESERVE (ASSETCO) LIMITED |  | Bryn Power | Aggregated Micro Power Infrastructure 2 plc | 02073827800 | assetmanagement@ampplc.co.uk | Distribution | Non CMRS | New Build Generating CMU | Gas |  |  | Prequalified | Opt-In |  | 1 |  | Yes |  |  | 38090 |  | 4 |  |  | 3.809 |  |  |  | 3.809 | [7 empty] | Yes | [14 empty] | Deferred
X | UR2092 - Component - UR2092 | [13 empty] | Reciprocating engines | [21 empty] | CMU consisting of multiple reciprocating engines and alternators LAND TO THE NORTH-EAST SIDE OF BRYN ROAD ASHTON-IN-MAKERFIELD WN4 8BX SD 579 005
2 | UR2113 | T-1 | Capacity Auction | 2021 | URBAN RESERVE (ASSETCO) LIMITED |  | Halton Power | Aggregated Micro Power Infrastructure 2 plc | 02073827800 | assetmanagement@ampplc.co.uk | Distribution | Non CMRS | New Build Generating CMU | Gas |  |  | Prequalified | Opt-In |  | 1 |  | Yes |  |  | 48280 |  | 5.07 |  |  | 4.828 |  |  |  | 4.828 | [7 empty] | Yes | [14 empty] | Deferred
X | UR2113 - Component - UR2113 | [13 empty] | Reciprocating engines | [21 empty] | CMU consisting of multiple reciprocating engines and alternators LAND AT HALTON ROAD HALTON BROOK HALTON RUNCORN WA7 5SB SJ 525 827
1 | UR2125 | T-1 | Capacity Auction | 2021 | URBAN RESERVE (ASSETCO) LIMITED |  | Dock Yard Power | Aggregated Micro Power Infrastructure 2 plc | 02073827800 | assetmanagement@ampplc.co.uk | Distribution | Non CMRS | New Build Generating CMU | Gas |  |  | Not Prequalified | Opt-In |  | 1 |  | Yes |  |  | 0 |  | 2.535 |  |  | 2.414 |  |  |  | 2.414 | [7 empty] | Yes | [14 empty] | Deferred
X | UR2125 - Component - UR2125 | [13 empty] | Reciprocating engines | [21 empty] | CMU consisting of a gas reciprocating engine and alternator OIL SITES ROAD NYNAS REFINERY ELLESMERE PORT CHESHIRE WEST CH65 4EF SJ 408 767
2 | UR2137 | T-1 | Capacity Auction | 2021 | URBAN RESERVE (ASSETCO) LIMITED |  | Homefield Power | Aggregated Micro Power Infrastructure 2 plc | 02073827800 | assetmanagement@ampplc.co.uk | Distribution | Non CMRS | New Build Generating CMU | Gas |  |  | Prequalified | Opt-In |  | 1 |  | Yes |  |  | 38580 |  | 4.052 |  |  | 3.858 |  |  |  | 3.858 | [7 empty] | Yes | [14 empty] | Deferred
X | UR2137 - Component - UR2137 | [13 empty] | Reciprocating engines | [21 empty] | CMU consisting of multiple reciprocating engines and alternators LAND AT NORTH OF HOMEFIELD ROAD ST EDMUNDSBURY CB9 8QU TL 666 444
1 | UR2150 | T-1 | Capacity Auction | 2021 | URBAN RESERVE (ASSETCO) LIMITED |  | Manton Power | Aggregated Micro Power Infrastructure 2 plc | 02073827800 | assetmanagement@ampplc.co.uk | Distribution | Non CMRS | New Build Generating CMU | Gas |  |  | Prequalified | Opt-In |  | 1 |  | Yes |  |  | 23810 |  | 2.5 |  |  | 2.381 |  |  |  | 2.381 | [7 empty] | Yes | [14 empty] | Deferred
X | UR2150 - Component - UR2150 | [13 empty] | Reciprocating engines | [21 empty] | CMU consisting of a gas reciprocating engine and alternator LAND ON THE EAST SIDE OF MANTON LANE BEDFORD MK41 7PB TL 043 518
2 | UR2162 | T-1 | Capacity Auction | 2021 | URBAN RESERVE (ASSETCO) LIMITED |  | Finmere Power | Aggregated Micro Power Infrastructure 2 plc | 02073827800 | assetmanagement@ampplc.co.uk | Distribution | Non CMRS | New Build Generating CMU | Gas |  |  | Prequalified | Opt-In |  | 1 |  | Yes |  |  | 38090 |  | 4 |  |  | 3.809 |  |  |  | 3.809 | [7 empty] | Yes | [14 empty] | Deferred
X | UR2162 - Component - UR2162 | [13 empty] | Reciprocating engines | [21 empty] | CMU consisting of multiple reciprocating engines and alternators LAND NORTH OF FINMERE ROAD EASTBOURNE BN22 8QJ TQ 623 010
1 | UR9108 | T-1 | Capacity Auction | 2021 | URBAN RESERVE (ASSETCO) LIMITED |  | Collins Power | Aggregated Micro Power Infrastructure 2 plc | 02073827800 | assetmanagement@ampplc.co.uk | Distribution | Non CMRS | Existing Generating CMU | Gas |  |  | Prequalified | Opt-In |  | 1 |  |  |  |  | 0 |  | 2.3 |  |  | 2.19 |  |  |  | 2.19 | [7 empty] | Yes | [14 empty] | Deferred
X | UR9108 - Component - UR9108 | [13 empty] | Reciprocating engines | [21 empty] | CMU consisting of a gas reciprocating engine and alternator LAND ON THE NORTH SIDE OF COLLINS ROAD NEW ROMNEY KENT TN28 8AN TR 070 244
2 | UR9119 | T-1 | Capacity Auction | 2021 | URBAN RESERVE (ASSETCO) LIMITED |  | Grange Power | Aggregated Micro Power Infrastructure 2 plc | 02073827800 | assetmanagement@ampplc.co.uk | Distribution | Non CMRS | New Build Generating CMU | Gas |  |  | Prequalified | Opt-In |  | 1 |  | Yes |  |  | 0 |  | 2.535 |  |  | 2.414 |  |  |  | 2.414 | [7 empty] | Yes | [14 empty] | Deferred
X | UR9119 - Component - UR9119 | [13 empty] | Reciprocating engines | [21 empty] | CMU consisting of a gas reciprocating engine and alternator LAND AT HEATH BUSINESS PARK GRANGE WAY COLCHESTER ESSEX CO2 8GU TM 016 234
1 | UR9132 | T-1 | Capacity Auction | 2021 | URBAN RESERVE (ASSETCO) LIMITED |  | Enterprise Power | Aggregated Micro Power Infrastructure 2 plc | 02073827800 | assetmanagement@ampplc.co.uk | Distribution | Non CMRS | New Build Generating CMU | Gas |  |  | Prequalified | Opt-In |  | 1 |  | Yes |  |  | 0 |  | 5 |  |  | 4.761 |  |  |  | 4.761 | [7 empty] | Yes | [14 empty] | Deferred
X | UR9132 - Component - UR9132 | [13 empty] | Reciprocating engines | [21 empty] | CMU consisting of multiple gas reciprocating engines and alternators ENTERPRISE POWER 11 - 12 ENTERPRISE WAY WESTWOOD INDUSTRIAL ESTATE MARGATE CT9 4JA TR 359 687
2 | UR9141 | T-1 | Capacity Auction | 2021 | URBAN RESERVE (ASSETCO) LIMITED |  | Orchard Power | Aggregated Micro Power Infrastructure 2 plc | 02073827800 | assetmanagement@ampplc.co.uk | Distribution | Non CMRS | New Build Generating CMU | Gas |  |  | Prequalified | Opt-In |  | 1 |  | Yes |  |  | 0 |  | 4 |  |  | 3.809 |  |  |  | 3.809 | [7 empty] | Yes | [14 empty] | Deferred
X | UR9141 - Component - UR9141 | [13 empty] | Reciprocating engines | [21 empty] | CMU consisting of multiple reciprocating engines and alternators SOUTH CLOSE ROSYTON SG8 5UH TL 349 411
1 | UR9145 | T-1 | Capacity Auction | 2021 | URBAN RESERVE (ASSETCO) LIMITED |  | Brunswick Power | Aggregated Micro Power Infrastructure 2 plc | 02073827800 | assetmanagement@ampplc.co.uk | Distribution | Non CMRS | New Build Generating CMU | Gas |  |  | Prequalified | Opt-In |  | 1 |  | Yes |  |  | 0 |  | 4.052 |  |  | 3.858 |  |  |  | 3.858 | [7 empty] | Yes | [14 empty] | Deferred
X | UR9145 - Component - UR9145 | [13 empty] | Reciprocating engines | [21 empty] | CMU consisting of multiple reciprocating engines and alternators LAND AT L C P AUTOSURE BRIDGE ROAD ASHFORD TN23 1BB TQ 999 429
2 | UR9197 | T-1 | Capacity Auction | 2021 | URBAN RESERVE (ASSETCO) LIMITED |  | Howard Power | Aggregated Micro Power Infrastructure 2 plc | 02073827800 | assetmanagement@ampplc.co.uk | Distribution | Non CMRS | New Build Generating CMU | Gas |  |  | Prequalified | Opt-In |  | 1 |  | Yes |  |  | 0 |  | 4.561 |  |  | 4.343 |  |  |  | 4.343 | [7 empty] | Yes | [14 empty] | Deferred
X | UR9197 - Component - UR9197 | [13 empty] | Reciprocating engines | [21 empty] | CMU consisting of a gas reciprocating engine and alternator LAND ON THE NORTH SIDE OF HOWARD CHASE BASILDON SS14 3BD TQ 699 898
1 | UR9214 | T-1 | Capacity Auction | 2021 | URBAN RESERVE (ASSETCO) LIMITED |  | Westgate Power | Aggregated Micro Power Infrastructure 2 plc | 02073827800 | assetmanagement@ampplc.co.uk | Distribution | Non CMRS | New Build Generating CMU | Gas |  |  | Prequalified | Opt-In |  | 1 |  | Yes |  |  | 0 |  | 5.058 |  |  | 4.816 |  |  |  | 4.816 | [7 empty] | Yes | [14 empty] | Deferred
X | UR9214 - Component - UR9214 | [13 empty] | Reciprocating engines | [21 empty] | CMU consisting of multiple gas reciprocating engines and alternators LAND ON THE NORTH SIDE OF GALLEY HILL ROAD NORTHFLEET GRAVESEND DA11 9SW TQ 610 749
2 | UR9217 | T-1 | Capacity Auction | 2021 | URBAN RESERVE (ASSETCO) LIMITED |  | Elizabeth Power | Aggregated Micro Power Infrastructure 2 plc | 02073827800 | assetmanagement@ampplc.co.uk | Distribution | Non CMRS | New Build Generating CMU | Gas |  |  | Prequalified | Opt-In |  | 1 |  | Yes |  |  | 0 |  | 5.058 |  |  | 4.816 |  |  |  | 4.816 | [7 empty] | Yes | [14 empty] | Deferred
X | UR9217 - Component - UR9217 | [13 empty] | Reciprocating engines | [21 empty] | CMU consisting of multiple gas reciprocating engines and alternators LAND ON THE SOUTH SIDE OF ROYDON ROAD HARLOW CM19 5GH TL 424 098
1 | UR9221 | T-1 | Capacity Auction | 2021 | URBAN RESERVE (ASSETCO) LIMITED |  | Isabella Power | Aggregated Micro Power Infrastructure 2 plc | 02073827800 | assetmanagement@ampplc.co.uk | Distribution | Non CMRS | New Build Generating CMU | Gas |  |  | Prequalified | Opt-In |  | 1 |  | Yes |  |  | 0 |  | 5 |  |  | 4.761 |  |  |  | 4.761 | [7 empty] | Yes | [14 empty] | Deferred
X | UR9221 - Component - UR9221 | [13 empty] | Reciprocating engines | [21 empty] | CMU consisting of multiple gas reciprocating engines and alternators LAND ON BREDBURY WAY STOCKPORT SK6 2TF SJ 922 922
2 | UR9226 | T-1 | Capacity Auction | 2021 | URBAN RESERVE (ASSETCO) LIMITED |  | Rossiter Power | Aggregated Micro Power Infrastructure 2 plc | 02073827800 | assetmanagement@ampplc.co.uk | Distribution | Non CMRS | New Build Generating CMU | Gas |  |  | Prequalified | Opt-In |  | 1 |  | Yes |  |  | 0 |  | 2.535 |  |  | 2.414 |  |  |  | 2.414 | [7 empty] | Yes | [14 empty] | Deferred
X | UR9226 - Component - UR9226 | [13 empty] | Reciprocating engines | [21 empty] | CMU consisting of a gas reciprocating engine and alternator LAND AT MARSTON TRADING ESTATE WHITWORTH ROAD FROME SOMERSET BA11 4BY ST 774 470
1 | UR9263 | T-1 | Capacity Auction | 2021 | URBAN RESERVE (ASSETCO) LIMITED |  | Cowley Power | Aggregated Micro Power Infrastructure 2 plc | 02073827800 | assetmanagement@ampplc.co.uk | Distribution | Non CMRS | New Build Generating CMU | Gas |  |  | Prequalified | Opt-In |  | 1 |  | Yes |  |  | 0 |  | 3.588 |  |  | 3.416 |  |  |  | 3.416 | [7 empty] | Yes | [14 empty] | Deferred
X | UR9263 - Component - UR9263 | [13 empty] | Reciprocating engines | [21 empty] | CMU consisting of multiple gas reciprocating engines and alternators 7 COWLEY WAY CREWE CW1 6AE SJ 713 541
2 | vent03 | T-1 | Capacity Auction | 2021 | Shovel Ready 7 Limited |  | Venture Road | Morpheat Limited | 02070421100 | info@agr-group.co.uk | Distribution | Non CMRS | Existing Generating CMU | Gas |  |  | Prequalified | Opt-In |  | 1 |  |  |  |  | 0 |  | 8.5 |  |  | 8.094 |  |  |  | 8.094 | [7 empty] | No | No | Yes | Metering Option (a) (Supplier Settlement Metering Configuration Solution) | No |  |  | No | [7 empty] | No
X | vent03 - Component - vent02 | [13 empty] | Reciprocating engines | [21 empty] | Containerized high speed gas-fired reciprocating engines with transformers, switchgear and associated control gear Land off of Venture Road, Fleetwood, Lancashire, FY7 8RS SD 332 447
1 | VILLA4 | T-1 | Capacity Auction | 2021 | AMPIL 2 ASSET LIMITED |  | VILLA4 | Aggregated Micro Power Infrastructure 2 Plc | 02073827800 | assetmanagement@ampplc.co.uk | Distribution | Non CMRS | Existing Generating CMU | Gas |  |  | Prequalified | Opt-In |  | 1 |  |  |  |  | 0 |  | 2.8 |  |  | 2.666 |  |  |  | 2.666 | [7 empty] | No | No | No | Metering Option (b) (Bespoke Metering Configuration Solution) | Yes | No |  |  |  | Yes |  | Type 3 metering has been installed in accordance with Schedule 7 of the Capacity Market Rules. | Yes |  |  | Provided
X | VILLA4 - Component - VILLA4 | [13 empty] | Reciprocating engines | [21 empty] | A generating station consisting on multiple reciprocating engines and alternators located on a single site Villa Nursery, Reeves Lane, Roydon, Harlow, Essex, CM19 5LE TL 416 078
2 | VIT302 | T-1 | Capacity Auction | 2021 | VITAL ENERGI SOLUTIONS LIMITED |  | CQH | Vital Holdings Limited | 01254296000 | sales@vitalenergi.co.uk | Distribution | Non CMRS | New Build Generating CMU | Gas |  |  | Prequalified | Opt-In |  | 1 |  |  |  |  | 0 |  | 3.326 |  |  | 2.993 |  |  |  | 3.024 | [7 empty] | Yes | [14 empty] | Deferred
X | VIT302 - Component - VIT302 | [13 empty] | Combined Heat and Power (CHP) | [21 empty] | A 3.36MW gas fired reciprocating engine CHP. Energy Centre, Lower Mosley Street, Manchester M2 3GX SJ836976
1 | VIT303 | T-1 | Capacity Auction | 2021 | VITAL ENERGI SOLUTIONS LIMITED |  | COV | Vital Holdings Limited | 01254296000 | sales@vitalenergi.co.uk | Distribution | Non CMRS | New Build Generating CMU | Gas |  |  | Prequalified | Opt-In |  | 1 |  |  |  |  | 0 |  | 3.326 |  |  | 2.993 |  |  |  | 3.024 | [7 empty] | Yes | [14 empty] | Deferred
X | VIT303 - Component - VIT303 | [13 empty] | Combined Heat and Power (CHP) | [21 empty] | VIT303 - CHP unit at Energy Facilities Building, Walsgrave Hospital, Clifford Bridge Road, Coventry, CV2 2DX Energy Facilities Building, Walsgrave Hospital, Clifford Bridge Road, Coventry, CV2 2DX SP384806
2 | VIT304 | T-1 | Capacity Auction | 2021 | VITAL ENERGI SOLUTIONS LIMITED |  | IMP | Vital Holdings Limited | 01254296000 | sales@vitalenergi.co.uk | Distribution | Non CMRS | Existing Generating CMU | Gas |  |  | Prequalified | Opt-In |  | 1 |  |  |  |  | 0 |  | 8.91 |  |  | 8.02 |  |  |  | 8.1 | [7 empty] | Yes | [14 empty] | Deferred
X | VIT304 - Component - VT304A | [13 empty] | Combined Heat and Power (CHP) | [21 empty] | A 4.5MW gas fired reciprocating engine CHP (Engine 1). Imperial College London, South Kensington Campus, SW7 2AZ TQ 266 793
X | VIT304 - Component - VT304B | [13 empty] | Combined Heat and Power (CHP) | [21 empty] | A 4.5MW gas fired reciprocating engine CHP (Engine 2). Imperial College London, South Kensington Campus, SW7 2AZ TQ266793
1 | VIT307 | T-1 | Capacity Auction | 2021 | VITAL ENERGI SOLUTIONS LIMITED |  | STJ | Vital Holdings Limited | 01254296000 | sales@vitalenergi.co.uk | Distribution | Non CMRS | Existing Generating CMU | Gas |  |  | Prequalified | Opt-In |  | 1 |  |  |  |  | 0 |  | 4.41 |  |  | 3.969 |  |  |  | 4.05 | [7 empty] | Yes | [14 empty] | Deferred
X | VIT307 - Component - VIT201 | [13 empty] | Combined Heat and Power (CHP) | [21 empty] | 4.5MWe combined heat and power (CHP) natural gas fired reciprocating engine. Energy Centre, St James's University Hospital, Beckett Street, Leeds, LS9 7TF. SE 318 348
2 | W42020 | T-1 | Capacity Auction | 2021 | W4B Renewable Energy Limited |  | W4B 2020 16MW | Peak Gen Top Co Limited | 01926336127 | jfairchild@peakgen.com | Distribution | Non CMRS | Existing Generating CMU | Diesel |  |  | Rejected | Opt-In |  | 1 |  |  |  |  | 0 |  | 16 |  |  | 15.235 |  |  |  | 15.235 | [7 empty] | Yes | [14 empty] | Deferred
X | W42020 - Component - W42020 | [13 empty] | Reciprocating engines | [21 empty] | The CMU component is net of the auxiliary power required Batleys Cash and Carry Talbot Road Fareham PO15 5RY SU 532 068
1 | WA1-20 | T-1 | Capacity Auction | 2021 | EDF Energy (Thermal Generation) Limited |  | West Burton A Power Station CMU 1 | EDF Energy Holdings Limited | 01452652745 | EDFEnergyCMSecondaryTrading@edfenergy.com | Transmission | CMRS | Existing Generating CMU | Coal |  |  | Prequalified | Opt-In |  | 1 |  |  |  |  | 0 |  | 499.7 |  |  | 423.746 |  |  |  | 426.544 | [7 empty] | No |  |  |  | No | [10 empty] | No
X | WA1-20 - Component - T_WBUPS-1 | [13 empty] | Coal | [21 empty] | West Burton A Power Station CMU 1 WA1-20 = 100% (T_WBUPS-1) + 25% (E_WBUPS-STX) EDF Energy (Thermal Generation) Limited, West Burton A Power Station, West Burton, Retford, Nottinghamshire, DN22 9BL SK 792 855
2 | WA2-20 | T-1 | Capacity Auction | 2021 | EDF Energy (Thermal Generation) Limited |  | West Burton A Power Station CMU 2 | EDF Energy Holdings Limited | 01452652745 | EDFEnergyCMSecondaryTrading@edfenergy.com | Transmission | CMRS | Existing Generating CMU | Coal |  |  | Prequalified | Opt-In |  | 1 |  |  |  |  | 0 |  | 499.3 |  |  | 423.406 |  |  |  | 426.544 | [7 empty] | No |  |  |  | No | [10 empty] | No
X | WA2-20 - Component - T_WBUPS-2 | [13 empty] | Coal | [21 empty] | West Burton A Power Station CMU 2 WA2-20 = 100% (T_WBUPS-2) + 25% (E_WBUPS-STX) EDF Energy (Thermal Generation) Limited, West Burton A Power Station, West Burton, Retford, Nottinghamshire, DN22 9BL SK 792 855
1 | WA3-20 | T-1 | Capacity Auction | 2021 | EDF Energy (Thermal Generation) Limited |  | West Burton A Power Station CMU 3 | EDF Energy Holdings Limited | 01452652745 | EDFEnergyCMSecondaryTrading@edfenergy.com | Transmission | CMRS | Existing Generating CMU | Coal |  |  | Prequalified | Opt-In |  | 1 |  |  |  |  | 0 |  | 499.4 |  |  | 423.491 |  |  |  | 426.544 | [7 empty] | No |  |  |  | No | [10 empty] | No
X | WA3-20 - Component - T_WBUPS-3 | [13 empty] | Coal | [21 empty] | West Burton A Power Station CMU 3 WA3-20 = 100% (T_WBUPS-3) + 25% (E_WBUPS-STX) EDF Energy (Thermal Generation) Limited, West Burton A Power Station, West Burton, Retford, Nottinghamshire, DN22 9BL SK 792 855
2 | WA4-20 | T-1 | Capacity Auction | 2021 | EDF Energy (Thermal Generation) Limited |  | West Burton A Power Station CMU 4 | EDF Energy Holdings Limited | 01452652745 | EDFEnergyCMSecondaryTrading@edfenergy.com | Transmission | CMRS | Existing Generating CMU | Coal |  |  | Prequalified | Opt-In |  | 1 |  |  |  |  | 0 |  | 499.7 |  |  | 423.746 |  |  |  | 426.544 | [7 empty] | No |  |  |  | No | [10 empty] | No
X | WA4-20 - Component - T_WBUPS-4 | [13 empty] | Coal | [21 empty] | West Burton A Power Station CMU 4 WA4-20= 100% (T_WBUPS-4) + 25% (E_WBUPS-STX) EDF Energy (Thermal Generation) Limited, West Burton A Power Station, West Burton, Retford, Nottinghamshire, DN22 9BL SK 792 855
1 | WEST20 | T-1 | Capacity Auction | 2021 | Westwood Power Limited |  | Westwood Power | The Fern Power Company Limited | 02920547206 | Matthew.tucker@welshpower.com | Distribution | Non CMRS | New Build Generating CMU | Gas |  |  | Conditionally Prequalified | Opt-In |  | 1 |  | Yes |  |  | 5240 | Yes | 20.7 |  |  | 19.52 |  |  |  | 19.711 | [7 empty] | Yes | [14 empty] | Deferred
X | WEST20 - Component - WEST20 | [13 empty] | Reciprocating engines | [21 empty] | 20.7MW power plant comprising reciprocating engines. The power plant will be connected to the local distribution network and local gas network. Land at Strasbourg St, Westwood Industrial Estate, Margate, Kent, CT9 4JF TR 361 687
2 | WESTON | T-1 | Capacity Auction | 2021 | SSE Energy Supply Limited |  | Weston Point CHP | SSE plc | 01738453407 | CMSecondaryTrading@sse.com | Distribution | Non CMRS | Existing Generating CMU |  |  |  |  | Opt-Out | Closed down, decommissioned or otherwise non-operational by the start of the relevant Delivery Year | [14 empty] | 35.171 | [7 empty] | No | No | Yes | Metering Option (a) (Supplier Settlement Metering Configuration Solution) | No |  |  | No | [7 empty] | N/A
X | WESTON - Component - WSTNPT | [13 empty] | Open Cycle Gas Turbine (OCGT) | [21 empty] | 1 x OCGT Weston Point CHP, INEOS Salt Works, Mersey View Road, Weston Point, Runcorn, WA7 4HB SJ497817
1 | WG1-20 | T-1 | Capacity Auction | 2021 | EDF Energy (Thermal Generation) Limited |  | West Burton A Power Station Gas Turbine CMU 1 | EDF Energy Holdings Limited | 01452652745 | EDFEnergyCMSecondaryTrading@edfenergy.com | Transmission | CMRS | Existing Generating CMU | Distillate |  |  | Prequalified | Opt-In |  | 1 |  |  |  |  | 0 |  | 20 |  |  | 19.044 |  |  |  | 19.044 | [7 empty] | No |  |  |  | No | [10 empty] | No
X | WG1-20 - Component - T_WBUGT-1 | [13 empty] | Open Cycle Gas Turbine (OCGT) | [21 empty] | West Burton A Power Station Gas Turbine CMU 1 WG1-20 = 100% T_WBUGT-1 EDF Energy (Thermal Generation) Limited, West Burton A Power Station, West Burton, Retford, Nottinghamshire, DN22 9BL SK 792 855
2 | WG4-20 | T-1 | Capacity Auction | 2021 | EDF Energy (Thermal Generation) Limited |  | West Burton A Power Station Gas Turbine CMU 4 | EDF Energy Holdings Limited | 01452652745 | EDFEnergyCMSecondaryTrading@edfenergy.com | Transmission | CMRS | Existing Generating CMU | Distillate |  |  | Prequalified | Opt-In |  | 1 |  |  |  |  | 0 |  | 20 |  |  | 19.044 |  |  |  | 19.044 | [7 empty] | No |  |  |  | No | [10 empty] | No
X | WG4-20 - Component - T_WBUGT-4 | [13 empty] | Open Cycle Gas Turbine (OCGT) | [21 empty] | West Burton A Power Station Gas Turbine CMU 4 WG4-20= 100%T_WBUGT-4 EDF Energy (Thermal Generation) Limited, West Burton A Power Station, West Burton, Retford, Nottinghamshire, DN22 9BL SK 792 855
1 | WINC13 | T-1 | Capacity Auction | 2021 | Wincham Lane Power Limited |  | WINCHAM | Rydberg Development Company Limited | 02072017165 | PowerOps@HartreePartners.com | Distribution | Non CMRS | New Build Generating CMU | Gas |  |  | Rejected | Opt-In |  | 1 |  |  |  |  | 0 |  | 20 |  |  | 19.044 |  |  |  | 19.044 | [7 empty] | Yes | [14 empty] | Deferred
X | WINC13 - Component - 000001 | [13 empty] | Reciprocating engines | [21 empty] | New build power station comprised of multiple reciprocating engines. Wincham Lane, Wincham, Northwich, CW9 6DE SJ 677 753
2 | WKN002 | T-1 | Capacity Auction | 2021 | Wicken BESS Limited |  | Wicken | Eclipse Power Generation Limited | 01234486487 | daniel.thomas@eclipsepower.co.uk | Distribution | Non CMRS | New Build Generating CMU | Storage - Battery |  | Yes | Prequalified | Opt-In |  | 1 |  | Yes |  |  | 0 |  | 4.804 |  |  | 1.812 |  |  |  | 1.886 | [7 empty] | Yes | [14 empty] | Deferred
X | WKN002 - Component - WKN002 | [13 empty] | Storage (Duration 1.5h) | [21 empty] | A 5MW - 7.5MWh containerised Energy Storage System to be installed on designated land adjacent to an existing 11kV distribution substation at Silver Spinney Farm, Wicken. Silver Spinney Farm, Wicken Road, Wicken, MK19 6BS SP752394
1 | WLBAT2 | T-1 | Capacity Auction | 2021 | SCOTTISHPOWER RENEWABLES (UK) LIMITED |  | Whitelee Battery | SCOTTISHPOWER RENEWABLE ENERGY LIMITED | 01416142761 | _Id_trading@scottishpower.com | Transmission | CMRS | New Build Generating CMU | Storage - Battery |  | Yes | Conditionally Prequalified | Opt-In |  | 1 |  | Yes |  |  | 19800 |  | 50 |  |  | 12.66 |  |  |  | 12.66 | [7 empty] | Yes | [14 empty] | Deferred
X | WLBAT2 - Component - WLBAT1 | [13 empty] | Storage (Duration 1h) | [21 empty] | 1 x 50MW Lithium-ion batteryw with duration of 1 hour Ardochrig Substation, off Ardochrig Road, Whitelee Windfarm, South Lanarkshire, G75 0QN NS 636 468
2 | WPKA04 | T-1 | Capacity Auction | 2021 | Greenspan Nifty Fifty Limited |  | Wardpark Alpha | Greenspan Energy Limited | 01315144444 | capacitymarket@greenspanenergy.com | Distribution | Non CMRS | Existing Generating CMU | Gas |  |  | Prequalified | Opt-In |  | 1 |  |  |  |  | 0 |  | 4 |  |  | 3.809 |  |  |  | 3.809 | [7 empty] | No | No | Yes | Metering Option (a) (Supplier Settlement Metering Configuration Solution) | No |  |  | No | [7 empty] | No
X | WPKA04 - Component - WPKA04 | [13 empty] | Reciprocating engines | [21 empty] | Operational gas reciprocating engine. 2 South Wardpark Place, Wardpark, Cumbernauld, Glasgow, North Lanarkshire, G67 3HX NS 775 765
1 | WPKB04 | T-1 | Capacity Auction | 2021 | Greenspan Nifty Fifty Limited |  | Wardpark Bravo | Greenspan Energy Limited | 01315144444 | capacitymarket@greenspanenergy.com | Distribution | Non CMRS | Existing Generating CMU | Gas |  |  | Prequalified | Opt-In |  | 1 |  |  |  |  | 0 |  | 4 |  |  | 3.809 |  |  |  | 3.809 | [7 empty] | No | No | Yes | Metering Option (a) (Supplier Settlement Metering Configuration Solution) | No |  |  | No | [7 empty] | No
X | WPKB04 - Component - WPKB04 | [13 empty] | Reciprocating engines | [21 empty] | Operational Reciprocating Engine 2 South Wardpark Place, Wardpark, Cumbernauld, Glasgow, North Lanarkshire, G67 3HX NS 775 765