## Register
FALSE | Auction Identifiers |  |  |  | Applicant Data | [5 empty] | CM Unit Data | [5 empty] | Pre-qualification Status |  |  | Obligation | Pre-Qualification Conditions | [5 empty] | Connection Capacity Data [MW] |  |  | De-Rated Capacity [MW] |  |  |  | Applicant Anticipated De-Rated Capacity [MW] |  |  | CM Component Data |  | DSR Test Certificate |  |  | Metering Assessment Questions | [13 empty] | Metering Assessment Outcome | Pre-Auction Info |  |  | Post-Auction Information |  | Capacity Agreement Information | [6 empty] | Capacity Agreement Conditions | [7 empty] | Metereing Assessment |  | Termination Fees |  |  |  |  | Penalty Caps |  | Security Interest |  | Termination of Capacity Agreement |  | Secondary Trading Information |  |  | Stress Event Information | Satisfactory Performance
| Unique CMU Identifier | Type | Auction | Delivery Year | Name of Applicant | Agent Name | CM Unit Name | Parent Company | Secondary Trading Contact - Telephone | Secondary Trading Contact - Email | Transmission / Distribution | CM Unit Type | CM Unit Category | Primary Fuel Type | Generating Technology Class | Storage Facility | Pre-Qualification Decision | Opt Out Status | Opt-Out Reason | Maximum Obligation Period | Unproven DSR | New Build Yet to Satisfy Financial Commitment Milestone | Connection Agreement Deferral Declaration under Rule 3.7.3(b)(iii) | TEC Deferral or Rule 3.6.3(b) | Amount of Credit Cover | Planning Consents Conditions | Connection Capacity / DSR Capacity | Proven DSR Capacity | DSR Bidding Capacity | De-Rated Capacity | Pre-Refurbishing De-Rated Capacity | Post-Refurbishing De-Rated Capacity | Pre-Refurbishing CMU Status | Anticipated De-Rated Capacity | Anticipated Pre-Refurbishing De-Rated Capacity | Anticipated Post-Refurbishing De-Rated Capacity | Location & Description of CMU Components | Meter Point Administration Numbers | Date of Issue of DSR Test Certificate | Certificate No. | DSR Test Method | Defer CMU Metering Assessment For Settlement | Multiple Connections? | Metering Location | Proposed Metering Option? | Other Generation On Site | Meter Used for other Purposes | Please Specify Why Meter is Used For Other Purpose | Metering Dispensation | Please Specify Metering Dispensation Info | Has the Metering System been Commissioned to verify correct operation of the CMU? | Please Specify Why Metering System is not Commissioned | Metering System Accuracy | Are your meters current and/or voltage transformers calibrated to a reference standard? | Please Specify Why Meters Current Voltage transformer is not Calibrated | Metering Test Required | CMU confirmed entry into Auction? | Duration of Capacity Agreement in First Bidding Round | Pre-Refurbishment Bidding Status | Capacity Agreement Awarded | Duration of Capacity Agreement Awarded | Unique Agreement Identifier | Registered Holder | BM Unit ID | Date of Issue of Capacity Agreement | Term of the Capacity Agreement | Delivery Years for which Agreement Valid | Auction Acquired Capacity Obligation (MW) | Subject to meet Financial Commitment Milestone in accordance with Rule 6.6 | Date for Financial Commitment Milestone | Subject to provide a copy of its Connection Agreement in accordance with Rule 8.3.1(a) | Date for provision of deferred Connection Agreement | Subject to a Minimum Completion Requirement | Long-Stop Date for the Minimum Completion Requirement | Subject to provide a copy of its Grid Connection Agreement in accordance with Rule 8.3.1(b) | Date for provision of deferred TEC | Metering Assessment Required | Date by which Metering Assessment must be completed | Termination Fee 1 Rate | Termination Fee 2 Rate | Termination Fee 3 Rate | Termination Fee 4 Rate | Termination Fee 5 Rate | Annual Penalty Cap | Monthly Penalty Cap | Legal Name of any Person with a Security Interest | Nature of the Security Interest | Capacity Agreement has been Terminated | Date of Termination of Capacity Agreement | The Physically Traded Capacity Obligation for the Period of the Transfer | Period for which the transfer applies | Capacity obligation Summary | Beta Value | Suspension or Repayment of Capacity Payments pursuant to Rule 13.4.1
1 | 109601 | T-4 | Capacity Auction | 2021 | Conrad (Burrington) Limited |  | Conrad (Burrington) Limited | Stardust Master ProjectCo Limited | 01865987704 | info@conradenergy.co.uk | Distribution | Non CMRS | New Build Generating CMU | Gas | OCGT and Reciprocating Engines (Fuel Type - Gas) |  | Conditionally Prequalified | Opt-In |  | 15 |  | Yes | Yes |  | 18960 | Yes | 2 |  |  | 1.896 |  |  |  | 1.896 |  |  | New build generating CMU comprising of gas fuel reciprocating generation sets and gas delivery plant. Burrington Business Park Burrington Way Plymouth PL5 3LX SX 461 582 | N/A |  |  |  | Yes | [13 empty] | Deferred
2 | 109602 | T-4 | Capacity Auction | 2021 | Conrad (Timsbury) Limited |  | Conrad (Timsbury) Limited | Stardust Master ProjectCo Limited | 01865987704 | info@conradenergy.co.uk | Distribution | Non CMRS | New Build Generating CMU | Gas | OCGT and Reciprocating Engines (Fuel Type - Gas) |  | Conditionally Prequalified | Opt-In |  | 15 |  | Yes | Yes |  | 18960 | Yes | 2 |  |  | 1.896 |  |  |  | 1.896 |  |  | New Build Generating CMU comprising of gas fuelled reciprocating engines and gas delivery plant Hayeswood Road Timsbury Tining Bath BA2 0HG ST 653 590 | N/A |  |  |  | Yes | [13 empty] | Deferred
1 | 109603 | T-4 | Capacity Auction | 2021 | Conrad (Felixstowe) Limited |  | Conrad (Felixstowe) Limited | Stardust Master ProjectCo Limited | 01865987704 | info@conradenergy.co.uk | Distribution | Non CMRS | New Build Generating CMU | Gas | OCGT and Reciprocating Engines (Fuel Type - Gas) |  | Conditionally Prequalified | Opt-In |  | 15 |  | Yes | Yes |  | 47410 | Yes | 5 |  |  | 4.741 |  |  |  | 4.741 |  |  | New Build Generating CMU comprising of gas fuelled reciprocating engines and gas delivery plant 9A Parker Avenue Felixstowe IP11 4AD TM 278 347 | N/A |  |  |  | Yes | [13 empty] | Deferred
2 | 109604 | T-4 | Capacity Auction | 2021 | Conrad (Yeovil) Limited |  | Conrad (Yeovil) Limited | Stardust Master ProjectCo Limited | 01865987704 | info@conradenergy.co.uk | Distribution | Non CMRS | New Build Generating CMU | Gas | OCGT and Reciprocating Engines (Fuel Type - Gas) |  | Conditionally Prequalified | Opt-In |  | 15 |  | Yes | Yes |  | 60680 | Yes | 6.4 |  |  | 6.068 |  |  |  | 6.068 |  |  | New Build Generating CMU comprising of gas fuelled reciprocating engines and gas delivery plant 33 Oxford Road Yeovil BA21 5HR ST 576 169 | N/A |  |  |  | Yes | [13 empty] | Deferred
1 | 109605 | T-4 | Capacity Auction | 2021 | Conrad (Melksham) Limited |  | Conrad (Melksham) Limited | Stardust Master ProjectCo Limited | 01865987704 | info@conradenergy.co.uk | Distribution | Non CMRS | New Build Generating CMU | Gas | OCGT and Reciprocating Engines (Fuel Type - Gas) |  | Conditionally Prequalified | Opt-In |  | 15 |  | Yes | Yes |  | 66370 | Yes | 7 |  |  | 6.637 |  |  |  | 6.637 |  |  | New Build Generating CMU comprising of gas fuelled reciprocating engines and gas delivery plant Bradford Road Melksham SN12 6LR ST 897 639 | N/A |  |  |  | Yes | [13 empty] | Deferred
2 | 109606 | T-4 | Capacity Auction | 2021 | Conrad (Sandycroft) Limited |  | Conrad (Sandycroft) Limited | Stardust Master ProjectCo Limited | 01865987704 | info@conradenergy.co.uk | Distribution | Non CMRS | New Build Generating CMU | Gas | OCGT and Reciprocating Engines (Fuel Type - Gas) |  | Conditionally Prequalified | Opt-In |  | 15 |  | Yes | Yes |  | 47410 | Yes | 5 |  |  | 4.741 |  |  |  | 4.741 |  |  | New Build Generating CMU comprising of gas fuelled reciprocating engines and gas delivery plant Prospect House Sandycroft Deeside CH5 2QJ SJ 323 680 | N/A |  |  |  | Yes | [13 empty] | Deferred
1 | 109607 | T-4 | Capacity Auction | 2021 | Conrad (Dunkeswell) Limited |  | Conrad (Dunkeswell) Limited | Stardust Master ProjectCo Limited | 01865987704 | info@conradenergy.co.uk | Distribution | Non CMRS | New Build Generating CMU | Storage - Battery | Storage | Yes | Conditionally Prequalified | Opt-In |  | 15 |  | Yes | Yes |  | 62470 | Yes | 6.5 |  |  | 6.247 |  |  |  | 6.247 |  |  | New Build Generating CMU comprising of a battery storage asset 24A Flightway Dunkeswell Honiton EX14 4LG ST 137 079 | N/A |  |  |  | Yes | [13 empty] | Deferred
2 | 109608 | T-4 | Capacity Auction | 2021 | Conrad (Calne) Limited |  | Conrad (Calne) Limited | Stardust Master ProjectCo Limited | 01865987704 | info@conradenergy.co.uk | Distribution | Non CMRS | New Build Generating CMU | Gas | OCGT and Reciprocating Engines (Fuel Type - Gas) |  | Conditionally Prequalified | Opt-In |  | 15 |  | Yes | Yes |  | 71110 | Yes | 7.5 |  |  | 7.111 |  |  |  | 7.111 |  |  | New Build Generating CMU comprising of gas fuelled reciprocating engines and gas delivery plant Clarke Avenue Calne SN11 8AW SU 003 721 | N/A |  |  |  | Yes | [13 empty] | Deferred
1 | 109609 | T-4 | Capacity Auction | 2021 | Conrad (Normandy) Limited |  | Conrad (Normandy) Limited | Stardust Master ProjectCo Limited | 01865987704 | info@conradenergy.co.uk | Distribution | Non CMRS | New Build Generating CMU | Gas | OCGT and Reciprocating Engines (Fuel Type - Gas) |  | Conditionally Prequalified | Opt-In |  | 15 |  | Yes | Yes |  | 47410 | Yes | 5 |  |  | 4.741 |  |  |  | 4.741 |  |  | New Build Generating CMU comprising of gas fuelled reciprocating engines and gas delivery plant Maulden Road Flitwick Bedford MK45 5BN TL 042 357 | N/A |  |  |  | Yes | [13 empty] | Deferred
2 | 109610 | T-4 | Capacity Auction | 2021 | Conrad (Tynemount) Limited |  | Conrad (Tynemount) Limited | Stardust Master ProjectCo Limited | 01865987704 | info@conradenergy.co.uk | Distribution | Non CMRS | New Build Generating CMU | Gas | OCGT and Reciprocating Engines (Fuel Type - Gas) |  | Conditionally Prequalified | Opt-In |  | 15 |  | Yes | Yes |  | 18960 | Yes | 2 |  |  | 1.896 |  |  |  | 1.896 |  |  | New Build Generating CMU comprising of gas fuelled reciprocating engines and gas delivery plant Ormiston Tranent EH35 5NN NT 401 684 | N/A |  |  |  | Yes | [13 empty] | Deferred
1 | 109611 | T-4 | Capacity Auction | 2021 | Conrad (Longwell) Limited |  | Conrad (Longwell) Limited | Stardust Master ProjectCo Limited | 01865987704 | info@conradenergy.co.uk | Distribution | Non CMRS | New Build Generating CMU | Gas | OCGT and Reciprocating Engines (Fuel Type - Gas) |  | Conditionally Prequalified | Opt-In |  | 15 |  | Yes | Yes |  | 37920 | Yes | 4 |  |  | 3.792 |  |  |  | 3.792 |  |  | New Build Generating CMU comprising of gas fuelled reciprocating engines and gas delivery plant Longwell Green Bristol BS30 7DW ST 650 713 | N/A |  |  |  | Yes | [13 empty] | Deferred
2 | 109612 | T-4 | Capacity Auction | 2021 | Conrad (Matching) Limited |  | Conrad (Matching) Limited | Stardust Master ProjectCo Limited | 01865987704 | info@conradenergy.co.uk | Distribution | Non CMRS | New Build Generating CMU | Gas | OCGT and Reciprocating Engines (Fuel Type - Gas) |  | Conditionally Prequalified | Opt-In |  | 15 |  | Yes | Yes |  | 56890 | Yes | 6 |  |  | 5.689 |  |  |  | 5.689 |  |  | New Build Generating CMU comprising of gas fuelled reciprocating engines and gas delivery plant Anchor Lane Abbess Roding Ongar CM5 0JR TL 558 111 | N/A |  |  |  | Yes | [13 empty] | Deferred
1 | 109613 | T-4 | Capacity Auction | 2021 | Conrad (Berkeley) Limited |  | Conrad (Berkeley) Limited | Stardust Master ProjectCo Limited | 01865987704 | info@conradenergy.co.uk | Distribution | Non CMRS | New Build Generating CMU | Gas | OCGT and Reciprocating Engines (Fuel Type - Gas) |  | Conditionally Prequalified | Opt-In |  | 15 |  | Yes | Yes |  | 18960 | Yes | 2 |  |  | 1.896 |  |  |  | 1.896 |  |  | New Build Generating CMU comprising of gas fuelled reciprocating engines and gas delivery plant Lynch Road Berkeley GL13 9TA ST 671 994 | N/A |  |  |  | Yes | [13 empty] | Deferred
2 | 109614 | T-4 | Capacity Auction | 2021 | Conrad (Cupar) Limited |  | Conrad (Cupar) Limited | Stardust Master ProjectCo Limited | 01865987704 | info@conradenergy.co.uk | Distribution | Non CMRS | New Build Generating CMU | Storage - Battery | Storage | Yes | Conditionally Prequalified | Opt-In |  | 15 |  | Yes | Yes |  | 48060 | Yes | 5 |  |  | 4.806 |  |  |  | 4.806 |  |  | New Build Generating CMU comprising of a battery storage asset Higham Loan Cupar KY15 5LN NO 468 088 | N/A |  |  |  | Yes | [13 empty] | Deferred
1 | 109615 | T-4 | Capacity Auction | 2021 | Conrad (Beach) Limited |  | Conrad (Beach) Limited | Stardust Master ProjectCo Limited | 01865987704 | info@conradenergy.co.uk | Distribution | Non CMRS | New Build Generating CMU | Gas | OCGT and Reciprocating Engines (Fuel Type - Gas) |  | Conditionally Prequalified | Opt-In |  | 15 |  | Yes | Yes |  | 33180 | Yes | 3.5 |  |  | 3.318 |  |  |  | 3.318 |  |  | New Build Generating CMU comprising of gas fuelled reciprocating engines and gas delivery plant Beach Lane Bitton Bristol BS30 6NP ST 701 709 | N/A |  |  |  | Yes | [13 empty] | Deferred
2 | 109616 | T-4 | Capacity Auction | 2021 | Conrad (Severn beach) Limited |  | Conrad (Severn beach) Limited | Stardust Master ProjectCo Limited | 01865987704 | info@conradenergy.co.uk | Distribution | Non CMRS | New Build Generating CMU | Gas | OCGT and Reciprocating Engines (Fuel Type - Gas) |  | Conditionally Prequalified | Opt-In |  | 15 |  | Yes | Yes |  | 18960 | Yes | 2 |  |  | 1.896 |  |  |  | 1.896 |  |  | New Build Generating CMU comprising of gas fuelled reciprocating engines and gas delivery plant Church Rd Severn Beach Bristol BS35 4PW ST 545 847 | N/A |  |  |  | Yes | [13 empty] | Deferred
1 | 109617 | T-4 | Capacity Auction | 2021 | Conrad (Flint) Limited |  | Conrad (Flint) Limited | Stardust Master ProjectCo Limited | 01865987704 | info@conradenergy.co.uk | Distribution | Non CMRS | New Build Generating CMU | Gas | OCGT and Reciprocating Engines (Fuel Type - Gas) |  | Conditionally Prequalified | Opt-In |  | 15 |  | Yes | Yes |  | 47410 | Yes | 5 |  |  | 4.741 |  |  |  | 4.741 |  |  | New Build Generating CMU comprising of gas fuelled reciprocating engines and gas delivery plant Unit 27A Aber Park Aber Road Flint CH6 5EX SJ 237 732 | N/A |  |  |  | Yes | [13 empty] | Deferred
2 | 109618 | T-4 | Capacity Auction | 2021 | Conrad (Wroughton) Limited |  | Conrad (Wroughton) Limited | Stardust Master ProjectCo Limited | 01865987704 | info@conradenergy.co.uk | Distribution | Non CMRS | New Build Generating CMU | Gas | OCGT and Reciprocating Engines (Fuel Type - Gas) |  | Conditionally Prequalified | Opt-In |  | 15 |  | Yes | Yes |  | 73000 | Yes | 7.7 |  |  | 7.3 |  |  |  | 7.3 |  |  | New Build Generating CMU comprising of gas fuelled reciprocating engines and gas delivery plant Science Museum at Wroughton Hackpen Lane Wroughton Swindon SN4 9LT SU 139 793 | N/A |  |  |  | Yes | [13 empty] | Deferred
1 | 109619 | T-4 | Capacity Auction | 2021 | Conrad (Cochranes) Limited |  | Conrad (Cochranes) Limited | Stardust Master ProjectCo Limited | 01865987704 | info@conradenergy.co.uk | Distribution | Non CMRS | New Build Generating CMU | Gas | OCGT and Reciprocating Engines (Fuel Type - Gas) |  | Conditionally Prequalified | Opt-In |  | 15 |  | Yes | Yes |  | 47410 | Yes | 5 |  |  | 4.741 |  |  |  | 4.741 |  |  | New Build Generating CMU comprising of gas fuelled reciprocating engines and gas delivery plant Carr Street Selby YO8 8AW SE 624 320 | N/A |  |  |  | Yes | [13 empty] | Deferred
2 | 109620 | T-4 | Capacity Auction | 2021 | Conrad (Tiddlywink) Limited |  | Conrad (Tiddlywink) Limited | Stardust Master ProjectCo Limited | 01865987704 | info@conradenergy.co.uk | Distribution | Non CMRS | New Build Generating CMU | Storage - Battery | Storage | Yes | Conditionally Prequalified | Opt-In |  | 15 |  | Yes | Yes |  | 57670 | Yes | 6 |  |  | 5.767 |  |  |  | 5.767 |  |  | New Build Generating CMU comprising of a battery storage asset Tiddlywink Yatton Keynell Chippenham Wiltshire SN14 7BY ST 873 757 | N/A |  |  |  | Yes | [13 empty] | Deferred
1 | 109621 | T-4 | Capacity Auction | 2021 | Midland's Dynamic Power Solutions Limited |  | Midland's Dynamic Power Solutions Limited | Stardust Master ProjectCo Limited | 01865987704 | info@conradenergy.co.uk | Distribution | Non CMRS | New Build Generating CMU | Gas | OCGT and Reciprocating Engines (Fuel Type - Gas) |  | Conditionally Prequalified | Opt-In |  | 15 |  | Yes | Yes |  | 237030 | Yes | 25 |  |  | 23.703 |  |  |  | 23.703 |  |  | New Build Generating CMU comprising of gas fuelled reciprocating engines and gas delivery plant Clay Hill Pit Hereford HR1 4EP SO 573 396 | N/A |  |  |  | Yes | [13 empty] | Deferred
2 | 17PR01 | T-4 | Capacity Auction | 2021 | UK Power Reserve Limited |  | Aberdare Power Station | Repono Holdco 1 Limited | 01217121970 | trading@ukpowerreserve.com | Distribution | CMRS | Refurbishing Generating CMU | Gas | OCGT and Reciprocating Engines (Fuel Type - Gas) |  | Prequalified | Opt-In |  | 15 |  |  | Yes |  | 0 |  | 10 |  |  |  | 9.481 | 9.481 | Opt-In |  | 9.481 | 9.481 | The CMU will be formed of multiple individual generating units controlled centrally and exporting to the distribution system. Aberaman Industrial Estate (South Bound), Aberaman, Nr Aberdare, Rhondda Cynon Taff, CF44 6DA SO020008 | 7163 |  |  |  | No | No | Yes |  | Yes | [9 empty] | Yes
X | 17PR01-Component |  |  |  | UK Power Reserve Limited | [9 empty] | OCGT and Reciprocating Engines (Fuel Type - Gas)
1 | 17PR02 | T-4 | Capacity Auction | 2021 | UK Power Reserve Limited |  | Bridgwater Power Station | Repono Holdco 1 Limited | 01217121970 | trading@ukpowerreserve.com | Distribution | CMRS | Refurbishing Generating CMU | Gas | OCGT and Reciprocating Engines (Fuel Type - Gas) |  | Prequalified | Opt-In |  | 15 |  |  | Yes |  | 0 |  | 10 |  |  |  | 9.481 | 9.481 | Opt-In |  | 9.481 | 9.481 | The CMU will be formed of multiple individual generating units controlled centrally and exporting to the distribution system. The Canalside, Marsh Lane, off Showground Road, Bridgwater, Somerset, TA6 6LQ ST308352 | 7158 |  |  |  | No | No | Yes |  | No | [9 empty] | No
X | 17PR02-Component |  |  |  | UK Power Reserve Limited | [9 empty] | OCGT and Reciprocating Engines (Fuel Type - Gas) | [21 empty] | The CMU will be formed of multiple individual generating units controlled centrally and exporting to the distribution system. The Canalside, Marsh Lane, off Showground Road, Bridgwater, Somerset, TA6 6LQ
2 | 17PR03 | T-4 | Capacity Auction | 2021 | UK Power Reserve Limited |  | Sevington Power Station | Repono Holdco 1 Limited | 01217121970 | trading@ukpowerreserve.com | Distribution | CMRS | Refurbishing Generating CMU | Gas | OCGT and Reciprocating Engines (Fuel Type - Gas) |  | Prequalified | Opt-In |  | 15 |  |  | Yes |  | 0 |  | 10 |  |  |  | 9.48 | 9.481 | Opt-In |  | 9.481 | 9.481 | The CMU will be formed of multiple individual generating units controlled centrally and exporting to the distribution system. The Long Barrow, Willesborough, Ashford, Kent. TN24 0GP TR023405 | 7160 |  |  |  | No | No | Yes |  | No | [9 empty] | No
X | 17PR03-Component |  |  |  | UK Power Reserve Limited | [9 empty] | OCGT and Reciprocating Engines (Fuel Type - Gas) | [21 empty] | The CMU will be formed of multiple individual generating units controlled centrally and exporting to the distribution system. The Long Barrow, Willesborough, Ashford, Kent. TN24 0GP
1 | 17PR04 | T-4 | Capacity Auction | 2021 | UK Power Reserve Limited |  | Solutia Power Station | Repono Holdco 1 Limited | 01217121970 | trading@ukpowerreserve.com | Distribution | CMRS | Refurbishing Generating CMU | Gas | OCGT and Reciprocating Engines (Fuel Type - Gas) |  | Prequalified | Opt-In |  | 15 |  |  | Yes |  | 0 |  | 10 |  |  |  | 9.481 | 9.481 | Opt-In |  | 9.481 | 9.481 | The CMU will be formed of multiple individual generating units controlled centrally and exporting to the distribution system. Traston Road, Off Corporation Road, Newport , Gwent, NP19 4RQ ST330857 | 7159 |  |  |  | No | No | Yes |  | Yes | [9 empty] | Yes
X | 17PR04-Component |  |  |  | UK Power Reserve Limited | [9 empty] | OCGT and Reciprocating Engines (Fuel Type - Gas) | [21 empty] | The CMU will be formed of multiple individual generating units controlled centrally and exporting to the distribution system.
2 | 17PR05 | T-4 | Capacity Auction | 2021 | UK Power Reserve Limited |  | South Cornelly Power Station | Repono Holdco 1 Limited | 01217121970 | trading@ukpowerreserve.com | Distribution | Non CMRS | Refurbishing Generating CMU | Gas | OCGT and Reciprocating Engines (Fuel Type - Gas) |  | Prequalified | Opt-In |  | 15 |  |  |  |  | 0 |  | 10 |  |  |  | 9.481 | 9.481 | Opt-In |  | 9.481 | 9.481 | The CMU will be formed of multiple individual generating units controlled centrally and exporting to the distribution system. South Cornelly Trading Estate, Porthcawl Road, Bridgend, CF33 4RE SS821800 | 2100040067477 |  |  |  | No | No | Yes | Metering Option (b) | No | No |  |  |  | Yes |  | Meter is fully COP compliant | Yes |  | Yes
X | 17PR05-Component |  |  |  | UK Power Reserve Limited | [9 empty] | OCGT and Reciprocating Engines (Fuel Type - Gas) | [21 empty] | The CMU will be formed of multiple individual generating units controlled centrally and exporting to the distribution system. South Cornelly Trading Estate, Porthcawl Road, Bridgend, CF33 4RE
1 | 17PR06 | T-4 | Capacity Auction | 2021 | UK Power Reserve Limited |  | Styal Road Power Station | Repono Holdco 1 Limited | 01217121970 | trading@ukpowerreserve.com | Distribution | Non CMRS | Refurbishing Generating CMU | Gas | OCGT and Reciprocating Engines (Fuel Type - Gas) |  | Prequalified | Opt-In |  | 15 |  |  | Yes |  | 0 |  | 10 |  |  |  | 9.481 | 9.481 | Opt-In |  | 9.481 | 9.481 | The CMU will be formed of multiple individual generating units controlled centrally and exporting to the distribution system. Gate Lodge, Boundary Farm, Styal Road, Wythenshawe, Manchester, M22 5YA SJ835848 | 1620000992891 |  |  |  | No | No | Yes | Metering Option (b) | No | No |  |  |  | Yes |  | Meter is fully COP compliant | Yes |  | Yes
X | 17PR06-Component |  |  |  | UK Power Reserve Limited | [9 empty] | OCGT and Reciprocating Engines (Fuel Type - Gas)
2 | 17PR07 | T-4 | Capacity Auction | 2021 | UK Power Reserve Limited |  | Humber Power Station | Repono Holdco 1 Limited | 01217121970 | trading@ukpowerreserve.com | Distribution | Non CMRS | Refurbishing Generating CMU | Gas | OCGT and Reciprocating Engines (Fuel Type - Gas) |  | Prequalified | Opt-In |  | 15 |  |  | Yes |  | 0 |  | 4.1 |  |  |  | 3.631 | 3.887 | Opt-In |  | 3.6312 | 3.6312 | The CMU will be formed of multiple individual generating units controlled centrally and exporting to the distribution system. Poole Bank Nurseries , Common Lane, Welton, Hull, HU15 1UT SE959266 | 2300000535750 |  |  |  | No | No | Yes | Metering Option (b) | No | No |  |  |  | Yes |  | Meter is fully COP compliant | Yes |  | Yes
X | 17PR07-Component |  |  |  | UK Power Reserve Limited | [9 empty] | OCGT and Reciprocating Engines (Fuel Type - Gas) | [21 empty] | The CMU will be formed of multiple individual generating units controlled centrally and exporting to the distribution system.
1 | 17PR08 | T-4 | Capacity Auction | 2021 | UK Power Reserve Limited |  | Cantelo Power Station | Repono Holdco 1 Limited | 01217121970 | trading@ukpowerreserve.com | Distribution | Non CMRS | Refurbishing Generating CMU | Gas | OCGT and Reciprocating Engines (Fuel Type - Gas) |  | Prequalified | Opt-In |  | 15 |  |  | Yes |  | 0 |  | 10 |  |  |  | 9.339 | 9.481 | Opt-In |  | 9.481 | 9.481 | The CMU will be formed of multiple individual generating units controlled centrally and exporting to the distribution system. Cantelo Reception, UK Power Reserve Ltd, Bradon Farm, Isle Abbots, Taunton, Somerset. TA3 6RX ST362198 | 220032168616 |  |  |  | No | No | Yes | Metering Option (b) | No | No |  |  |  | Yes |  | Meter is fully COP compliant | Yes |  | Yes
X | 17PR08-Component |  |  |  | UK Power Reserve Limited | [9 empty] | OCGT and Reciprocating Engines (Fuel Type - Gas) | [21 empty] | Cantelo Reception, UK Power Reserve Ltd, Bradon Farm, Isle Abbots, Taunton, Somerset. TA3 6RX
2 | 17PR09 | T-4 | Capacity Auction | 2021 | UK Power Reserve Limited |  | Watson Street Power Station | Repono Holdco 1 Limited | 01217121970 | trading@ukpowerreserve.com | Distribution | Non CMRS | Refurbishing Generating CMU | Gas | OCGT and Reciprocating Engines (Fuel Type - Gas) |  | Prequalified | Opt-In |  | 15 |  |  | Yes |  | 0 |  | 10 |  |  |  | 9.082 | 9.481 | Opt-In |  | 9.481 | 9.481 | The CMU will be formed of multiple individual generating units controlled centrally and exporting to the distribution system. Watson Street Power Station, Burtonhead Road, St Helens, WA9 5EA SJ510946 | 1399999999998 / 1399999999999 |  |  |  | No | No | No | Metering Option (b) | No | No |  |  |  | Yes |  | Meter is fully COP compliant | Yes |  | Yes
X | 17PR09-Component |  |  |  | UK Power Reserve Limited | [9 empty] | OCGT and Reciprocating Engines (Fuel Type - Gas) | [21 empty] | The CMU will be formed of multiple individual generating units controlled centrally and exporting to the distribution system. Watson Street Power Station, Burtonhead Road, St Helens, WA9 5EA
1 | 17PR10 | T-4 | Capacity Auction | 2021 | UK Power Reserve Limited |  | Cowley Hill Power Station | Repono Holdco 1 Limited | 01217121970 | trading@ukpowerreserve.com | Distribution | Non CMRS | Refurbishing Generating CMU | Gas | OCGT and Reciprocating Engines (Fuel Type - Gas) |  | Prequalified | Opt-In |  | 15 |  |  | Yes |  | 0 |  | 10 |  |  |  | 9.481 | 9.481 | Opt-In |  | 9.481 | 9.481 | The CMU will be formed of multiple individual generating units controlled centrally and exporting to the distribution system. Cowley Hill Works Boilerhouse, Albert Street, St Helens, WA10 2RZ SJ510967 | 1300060655071 |  |  |  | No | No | Yes | Metering Option (b) | No | No |  |  |  | Yes |  | Meter is fully COP compliant | Yes |  | Yes
X | 17PR10-Component |  |  |  | UK Power Reserve Limited | [9 empty] | OCGT and Reciprocating Engines (Fuel Type - Gas)
2 | 17PR11 | T-4 | Capacity Auction | 2021 | UK Power Reserve Limited |  | Greengate Power Station | Repono Holdco 1 Limited | 01217121970 | trading@ukpowerreserve.com | Distribution | Non CMRS | Refurbishing Generating CMU | Gas | OCGT and Reciprocating Engines (Fuel Type - Gas) |  | Prequalified | Opt-In |  | 15 |  |  | Yes |  | 0 |  | 10 |  |  |  | 9.429 | 9.481 | Opt-In |  | 9.4289 | 9.481 | The CMU will be formed of multiple individual generating units controlled centrally and exporting to the distribution system. Greengate Works Power Station, Sutton Heath Road or Burtonhead Road, St Helens, WA9 5DS SJ510944 | 1300060655053 |  |  |  | No | No | Yes | Metering Option (b) | No | No |  |  |  | Yes |  | Meter is fully COP compliant | Yes |  | Yes
X | 17PR11-Component |  |  |  | UK Power Reserve Limited | [9 empty] | OCGT and Reciprocating Engines (Fuel Type - Gas) | [21 empty] | The CMU will be formed of multiple individual generating units controlled centrally and exporting to the distribution system. Greengate Works Power Station, Sutton Heath Road or Burtonhead Road, St Helens, WA9 5DS SJ510944
1 | 17PR12 | T-4 | Capacity Auction | 2021 | UK Power Reserve Limited |  | Asfordby 1 Power Station | Repono Holdco 1 Limited | 01217121970 | trading@ukpowerreserve.com | Distribution | Non CMRS | Refurbishing Generating CMU | Diesel | OCGT and Reciprocating Engines (Fuel Type - Diesel) |  | Prequalified | Opt-In |  | 15 |  |  | Yes |  | 0 |  | 20 |  |  |  | 18.962 | 18.962 | Opt-Out |  | 18.962 | 18.962 | The CMU will be formed of multiple individual reciprocating generating units controlled centrally and exporting to the distribution system. Zone P, Asfordby Business Park, Welby Road, Melton Mowbray, Leicestershire, LE14 3JL SK725206 | 1160001479030 |  |  |  | Yes | [13 empty] | Deferred
X | 17PR12-Component |  |  |  | UK Power Reserve Limited | [9 empty] | OCGT and Reciprocating Engines (Fuel Type - Diesel) | [21 empty] | The CMU will be formed of multiple individual reciprocating generating units controlled centrally and exporting to the distribution system. Zone P, Asfordby Business Park, Welby Road, Melton Mowbray, Leicestershire, LE14 3JL
2 | 17PR13 | T-4 | Capacity Auction | 2021 | UK Power Reserve Limited |  | Asfordby 2 Power Station | Repono Holdco 1 Limited | 01217121970 | trading@ukpowerreserve.com | Distribution | Non CMRS | Refurbishing Generating CMU | Diesel | OCGT and Reciprocating Engines (Fuel Type - Diesel) |  | Prequalified | Opt-In |  | 15 |  |  | Yes |  | 0 |  | 5 |  |  |  | 4.741 | 4.741 | Opt-In |  | 4.7405 | 4.7405 | The CMU will be formed of multiple individual generating units controlled centrally and exporting to the distribution system. Zone P, Asfordby Business Park, Welby Road, Melton Mowbray, Leicestershire, LE14 3JL SK725206 | 1399999999078 |  |  |  | No | No | No | Metering Option (b) | Yes | No |  |  |  | Yes |  | Meter is fully COP compliant | Yes |  | Yes
X | 17PR13-Component |  |  |  | UK Power Reserve Limited | [9 empty] | OCGT and Reciprocating Engines (Fuel Type - Diesel) | [21 empty] | The CMU will be formed of multiple individual generating units controlled centrally and exporting to the distribution system. Zone P, Asfordby Business Park, Welby Road, Melton Mowbray, Leicestershire, LE14 3JL
1 | 17PR14 | T-4 | Capacity Auction | 2021 | UK Power Reserve Limited |  | Monckton Road Power Station | Repono Holdco 1 Limited | 01217121970 | trading@ukpowerreserve.com | Distribution | Non CMRS | Refurbishing Generating CMU | Diesel | OCGT and Reciprocating Engines (Fuel Type - Diesel) |  | Prequalified | Opt-In |  | 15 |  |  |  |  | 0 |  | 20 |  |  |  | 18.962 | 18.962 | Opt-Out |  | 18.962 | 18.962 | The CMU will be formed of multiple individual generating units controlled centrally and exporting to the distribution system. Monkton Road, Wakefield, Yorkshire, WF2 7AL SE324189 | 2394000079398 |  |  |  | Yes | [13 empty] | Deferred
X | 17PR14-Component |  |  |  | UK Power Reserve Limited | [9 empty] | OCGT and Reciprocating Engines (Fuel Type - Diesel) | [21 empty] | The CMU will be formed of multiple individual reciprocating generating units controlled centrally and exporting to the distribution system.
2 | 17PR15 | T-4 | Capacity Auction | 2021 | UK Power Reserve Limited |  | Trumfleet Power Station | Repono Holdco 1 Limited | 01217121970 | trading@ukpowerreserve.com | Distribution | Non CMRS | Refurbishing Generating CMU | Diesel | OCGT and Reciprocating Engines (Fuel Type - Diesel) |  | Prequalified | Opt-In |  | 15 |  |  |  |  | 0 |  | 20 |  |  |  | 18.962 | 18.962 | Opt-Out |  | 18.962 | 18.962 | The CMU will be formed of multiple individual generating units controlled centrally and exporting to the distribution system. Trumfleet Generation Site, Marsh Lane, Trumfleet, Doncaster. DN6 0DU SE605119 | 2300000443825 |  |  |  | Yes | [13 empty] | Deferred
X | 17PR15-Component |  |  |  | UK Power Reserve Limited | [9 empty] | OCGT and Reciprocating Engines (Fuel Type - Diesel) | [21 empty] | The CMU will be formed of multiple individual reciprocating generating units controlled centrally and exporting to the distribution system.
1 | 1ANC21 | T-4 | Capacity Auction | 2021 | Coldharbour Power Reserve Limited |  | ANCHOR1 |  | 01962807060 | paul.sanders@newstreamrenewables.com | Distribution | Non CMRS | New Build Generating CMU | Gas | OCGT and Reciprocating Engines (Fuel Type - Gas) |  | Conditionally Prequalified | Opt-In |  | 15 |  | Yes | Yes |  | 75850 | Yes | 8 |  |  | 7.585 |  |  |  | 7.585 |  |  | A New Build 8MW Gas Fuelled Generating Station. Unit 1, 2 Anchor Lane, Bilston, West Midlands, WV14 9NA SO 939 949 | N/A |  |  |  | Yes | [13 empty] | Deferred
2 | 2ANC21 | T-4 | Capacity Auction | 2021 | Coldharbour Power Reserve Limited |  | ANCHOR2 |  | 01962807060 | paul.sanders@newstreamrenewables.com | Distribution | Non CMRS | New Build Generating CMU | Gas | OCGT and Reciprocating Engines (Fuel Type - Gas) |  | Conditionally Prequalified | Opt-In |  | 15 |  | Yes | Yes |  | 75850 | Yes | 8 |  |  | 7.585 |  |  |  | 7.585 |  |  | A New Build 8MW Gas Fuelled Generating Station. Unit 2, 2 Anchor Lane, Bilston, West Midlands, WV14 9NA SO 939 948 | N/A |  |  |  | Yes | [13 empty] | Deferred
1 | 3ANC21 | T-4 | Capacity Auction | 2021 | Coldharbour Power Reserve Limited |  | ANCHOR3 |  | 01962807060 | paul.sanders@newstreamrenewables.com | Distribution | Non CMRS | New Build Generating CMU | Gas | OCGT and Reciprocating Engines (Fuel Type - Gas) |  | Conditionally Prequalified | Opt-In |  | 15 |  | Yes | Yes |  | 75850 | Yes | 8 |  |  | 7.585 |  |  |  | 7.585 |  |  | A New Build 8MW Gas Fuelled Generating Station. Unit 3, 2 Anchor Lane, Bilston, West Midlands, WV14 9NA SO 939 948 | N/A |  |  |  | Yes | [13 empty] | Deferred
2 | 3BGT01 | T-4 | Capacity Auction | 2021 | British Gas Trading Limited |  | BGTL01 | Centrica Plc | 01753492571 | Distributed-Generation@centrica.com | Distribution | Non CMRS | Proven DSR CMU | Diesel | DSR |  | Prequalified | Opt-In |  | 1 |  |  |  |  | 0 |  | 2.415 | 2.415 |  | 2.085 |  |  |  | 2.085 |  |  | Site with behind the meter diesel generation - offsetting site load and exporting surplus. 6 Braham St Aldgate London E1 8EE TQ338812 | 1200062073869.1200062073850.1200010261724.1200050149766 |  |  |  | No | No | Yes | Metering Option (a) | No |  |  | No | [6 empty] | No
1 | 3CEES1 | T-4 | Capacity Auction | 2021 | GB Gas Holdings Ltd |  | CENEST | Centrica Plc | 01753492571 | Distributed-Generation@centrica.com | Distribution | Non CMRS | Proven DSR CMU | Diesel | DSR |  | Prequalified | Opt-In |  | 1 |  |  |  |  | 0 |  | 4.852 | 4.852 |  | 4.189 |  |  |  | 4.189 |  |  | Office site with behind the meter generation. 4 Callaghan Square, Cardiff, CF10 5BT ST 183 757 | 1.62e+12 |  |  |  | No | No | Yes | Metering Option (b) | No | Yes | Billing |  |  | Yes |  | Less than 1.5% | Yes |  | Yes
X | 3CEES1-Component |  |  |  | GB Gas Holdings Ltd | [9 empty] | DSR | [21 empty] | Office site with behind the meter generation. 1 Waterfront Avenue, Edinburgh, EH5 1SG NT 225 769
X | 3CEES1-Component |  |  |  | GB Gas Holdings Ltd | [9 empty] | DSR | [21 empty] | Office site with behind the meter back-up generation. British Gas, Housesteads,Off Stockport Road, Hattersley, SK14 3QU SJ 979 940
X | 3CEES1-Component |  |  |  | GB Gas Holdings Ltd | [9 empty] | DSR | [21 empty] | Office site with behind the meter back-up generation. 2 Leeds City Office Park, Leeds, LS11 5BD SE 301 327
X | 3CEES1-Component |  |  |  | GB Gas Holdings Ltd | [9 empty] | DSR | [21 empty] | Distribution Centre with behind the meter back-up generation. National Distribution Centre, Barnsdale Way, Grove Park, Leicester, LE19 1SU SP 548 998
X | 3CEES1-Component |  |  |  | GB Gas Holdings Ltd | [9 empty] | DSR | [21 empty] | Office site with behind the meter generation 97 Talbot Road, Stretford, Manchester, Lancashire, M16 0TW SJ 813 958
2 | 3CEES2 | T-4 | Capacity Auction | 2021 | GB Gas Holdings Ltd |  | CENEST2 | Centrica Plc | 01753492571 | Distributed-Generation@centrica.com | Distribution | Non CMRS | Unproven DSR CMU | Diesel | DSR |  | Rejected | Opt-In |  | 1 |  |  |  |  | 0 |  | 2.147 |  |  | 1.855 |  |  |  | 1.854 |  |  | Office site with behind the meter bio-diesel generation - offsetting site load and exporting surplus 195 Aylesone Rd, Leicester LE2 7QJ SK 581 205 | 2.0001e+12 |  |  |  | No | No | Yes | Metering Option (b) | Yes | Yes | Billing |  |  | Yes |  | Less than 1.5% | Yes |  | Yes
X | 3CEES2-Component |  |  |  | GB Gas Holdings Ltd | [9 empty] | DSR | [21 empty] | Office site with behind the meter bio-diesel generation - offsetting site load and exporting surplus 2600 John Smith Drive, Oxford, OX4 2JY SP 549 038
X | 3CEES2-Component |  |  |  | GB Gas Holdings Ltd | [9 empty] | DSR | [21 empty] | Office site with behind the meter bio-diesel generation - offsetting site load and exporting surplus British Gas, New Bridge Ln, Stockport, SK1 2HQ SJ 909 910
X | 3CEES2-Component |  |  |  | GB Gas Holdings Ltd | [9 empty] | DSR | [21 empty] | Office site with behind the meter bio-diesel generation - offsetting site load and exporting surplus British Gas, Bothwell Road, Uddingston, Glasgow, G71 7TW NS 699 597
1 | A41701 | T-4 | Capacity Auction | 2021 | Regent Park Energy Limited |  | A41701 | Alkane Energy limited | 01623827927 | capacitymarket@alkane.co.uk | Distribution | Non CMRS | Existing Generating CMU | Gas | OCGT and Reciprocating Engines (Fuel Type - Gas) |  | Prequalified | Opt-In |  | 1 |  |  |  |  | 0 |  | 5.624 |  |  | 5.332 |  |  |  | 5.332 |  |  | Gas reciprocating engines Grimethorpe CMM Generation Plant, Springvale Road, Grimethorpe S72 7BF SE410084 | 2394000026712 |  |  |  | No | No | Yes | Metering Option (a) | No |  |  | No | [6 empty] | No
2 | A41702 | T-4 | Capacity Auction | 2021 | Regent Park Energy Limited |  | A41702 | Alkane Energy limited | 01623827927 | capacitymarket@alkane.co.uk | Distribution | Non CMRS | Existing Generating CMU | Gas | OCGT and Reciprocating Engines (Fuel Type - Gas) |  | Prequalified | Opt-In |  | 1 |  |  |  |  | 0 |  | 3.148 |  |  | 2.984 |  |  |  | 2.985 |  |  | Gas reciprocating engines Hem Heath CMM Generation, Sir Stanley Mathews Way, Trentham Lakes, Trentham, Stoke on Trent ST4 4DD SJ883423 | 1460001327562 |  |  |  | No | No | Yes | Metering Option (a) | No |  |  | No | [6 empty] | No
X | A41702-Component |  |  |  | Regent Park Energy Limited | [9 empty] | OCGT and Reciprocating Engines (Fuel Type - Gas) | [21 empty] | Gas reciprocating engines Hem Heath CMM Generation, Sir Stanley Mathews Way, Trentham Lakes, Trentham, Stoke on Trent ST4 4DD SJ883423
1 | A41703 | T-4 | Capacity Auction | 2021 | Regent Park Energy Limited |  | A41703 | Alkane Energy limited | 01623827927 | capacitymarket@alkane.co.uk | Distribution | Non CMRS | Existing Generating CMU | Gas | OCGT and Reciprocating Engines (Fuel Type - Gas) |  | Prequalified | Opt-In |  | 1 |  |  |  |  | 0 |  | 4.853 |  |  | 4.601 |  |  |  | 4.601 |  |  | Gas reciprocating engines Thurscoe Business Park, Barrowfield Rd, Thurscoe, Rotherham S63 0BH SE463053 | 2300000723776 |  |  |  | No | No | Yes | Metering Option (a) | No |  |  | No | [6 empty] | No
2 | A41704 | T-4 | Capacity Auction | 2021 | Alkane Energy UK Limited |  | A41704 | Alkane Energy limited | 01623827927 | capacitymarket@alkane.co.uk | Distribution | Non CMRS | Existing Generating CMU | Gas | OCGT and Reciprocating Engines (Fuel Type - Gas) |  | Prequalified | Opt-In |  | 1 |  |  |  |  | 0 |  | 3.71 |  |  | 3.517 |  |  |  | 3.517 |  |  | Gas reciprocating engines Kings Mill Hospital, Mansfield Road, Sutton in Ashfield, NG17 4JL SK510601 | 1160001160800 |  |  |  | No | No | Yes | Metering Option (a) | No |  |  | No | [6 empty] | No
X | A41704-Component |  |  |  | Alkane Energy UK Limited | [9 empty] | OCGT and Reciprocating Engines | [21 empty] | Reciprocating engines Whitwell Energy Park, Southfield Lane, Whitwell, Derbys S803LH SK533757
1 | A41705 | T-4 | Capacity Auction | 2021 | Alkane Energy UK Limited |  | A41705 | Alkane Energy limited | 01623827927 | capacitymarket@alkane.co.uk | Distribution | Non CMRS | Existing Generating CMU | Gas | OCGT and Reciprocating Engines (Fuel Type - Gas) |  | Prequalified | Opt-In |  | 1 |  |  |  |  | 0 |  | 2.971 |  |  | 2.816 |  |  |  | 2.817 |  |  | Aux Load subtracted prior to the metering point Newmarket Colliery Site, Newmarket Lane, Stanley, Nr Wakefield WF3 4BY SE365255 | 2394000067329 |  |  |  | No | No | Yes | Metering Option (a) | No |  |  | No | [6 empty] | No
X | A41705-Component |  |  |  | Alkane Energy UK Limited | [9 empty] | OCGT and Reciprocating Engines (Fuel Type - Gas) | [21 empty] | Gas reciprocating engines Old Mill Lane Energy Park, Old Mill Industrial Estate, Mansfield, Notts NG199BG SK546620
X | A41705-Component |  |  |  | Alkane Energy UK Limited | [9 empty] | OCGT and Reciprocating Engines (Fuel Type - Gas) | [21 empty] | Gas reciprocating engines Prince of Wales CMM Generation, Land off Skinner Lane, Pontefract, West Yorks WF8 1HG SE455225
2 | A41706 | T-4 | Capacity Auction | 2021 | Regent Park Energy Limited |  | A41706 | Alkane Energy limited | 01623827927 | capacitymarket@alkane.co.uk | Distribution | Non CMRS | Existing Generating CMU | Gas | OCGT and Reciprocating Engines (Fuel Type - Gas) |  | Prequalified | Opt-In |  | 1 |  |  |  |  | 0 |  | 3.051 |  |  | 2.893 |  |  |  | 2.893 |  |  | Gas reciprocating engines Califlex Business Park, Doncaster Road, Rotherham S63 7DN SE452005 | 2394000036552 |  |  |  | No | No | Yes | Metering Option (a) | No |  |  | No | [6 empty] | No
1 | A41707 | T-4 | Capacity Auction | 2021 | Alkane Energy UK Limited |  | A41707 | Alkane Energy limited | 01623827927 | capacitymarket@alkane.co.uk | Distribution | Non CMRS | Existing Generating CMU | Gas | OCGT and Reciprocating Engines (Fuel Type - Gas) |  | Prequalified | Opt-In |  | 1 |  |  |  |  | 0 |  | 2.411 |  |  | 2.286 |  |  |  | 2.286 |  |  | Gas reciprocating engines Markham Lane, Duckmanton, Chesterfield S44 5HS SK449719 | 1100771002715 |  |  |  | No | No | Yes | Metering Option (a) | No |  |  | No | [6 empty] | Yes
2 | A41708 | T-4 | Capacity Auction | 2021 | Regent Park Energy Limited |  | A41708 | Alkane Energy limited | 01623827927 | capacitymarket@alkane.co.uk | Distribution | Non CMRS | Existing Generating CMU | Gas | OCGT and Reciprocating Engines |  | Prequalified | Opt-In |  | 1 |  |  |  |  | 0 |  | 11.944 |  |  | 11.324 |  |  |  | 11.324 |  |  | Gas fired generating sets. Askern 1 CMM Generation Campsall Road Askern Doncaster DN6 0BZ SE556138 | 2394000043364 |  |  |  | No | No | No | Metering Option (a) | Yes |  |  | No | [6 empty] | Yes
X | A41708-Component |  |  |  | Regent Park Energy Limited | [9 empty] | OCGT and Reciprocating Engines | [21 empty] | Gas fired generating sets. Cadeby 1 CMM Generation Garden Lane Cadeby Doncaster DN5 7SN SE517004
X | A41708-Component |  |  |  | Regent Park Energy Limited | [9 empty] | OCGT and Reciprocating Engines | [21 empty] | Gas fired generating sets. Maltby 1 Colliery Ltd Tickhill Road Rotherham South Yorkshire S66 7QW SK549922
1 | A41709 | T-4 | Capacity Auction | 2021 | Alkane Energy UK Limited |  | A41709 | Alkane Energy limited | 01623827927 | capacitymarket@alkane.co.uk | Distribution | Non CMRS | Existing Generating CMU | Gas | OCGT and Reciprocating Engines (Fuel Type - Gas) |  | Prequalified | Opt-In |  | 1 |  |  |  |  | 0 |  | 2.386 |  |  | 2.262 |  |  |  | 2.262 |  |  | Gas reciprocating engines Warsop Energy Park, Carter Lane, Warsop Vale, NG20 8XG SK552682 | 1160000462763 |  |  |  | No | No | Yes | Metering Option (a) | No |  |  | No | [6 empty] | No
X | A41709-Component |  |  |  | Alkane Energy UK Limited | [9 empty] | OCGT and Reciprocating Engines (Fuel Type - Gas) | [21 empty] | Gas reciprocating engines Warsop Energy Park, Carter Lane, Warsop Vale, NG20 8XG SK552682
2 | A41710 | T-4 | Capacity Auction | 2021 | Alkane Energy UK Limited |  | A41710 | Alkane Energy limited | 01623827927 | capacitymarket@alkane.co.uk | Distribution | Non CMRS | Existing Generating CMU | Gas | OCGT and Reciprocating Engines (Fuel Type - Gas) |  | Prequalified | Opt-In |  | 1 |  |  |  |  | 0 |  | 4.004 |  |  | 3.795 |  |  |  | 3.796 |  |  | Gas reciprocating engine Toray 1 Toray Textiles ImportExport Crown Farm Way Mansfield Nottingham NG19 0FT SK569616 | 1170000288686 |  |  |  | No | No | Yes | Metering Option (a) | No |  |  | No | [6 empty] | No
X | A41710-Component |  |  |  | Alkane Energy UK Limited | [9 empty] | OCGT and Reciprocating Engines (Fuel Type - Gas) | [21 empty] | Gas reciprocating engine Toray 2, Toray Textiles, Import Way Crown Farm Way Mansfield NG19 0FT SK569616
X | A41710-Component |  |  |  | Alkane Energy UK Limited | [9 empty] | OCGT and Reciprocating Engines (Fuel Type - Gas) | [21 empty] | Gas reciprocating engines Toray 3, Toray Textiles Import Way Crown Farm Way Nottinghamshire NG19 0FT SK569616
1 | A41711 | T-4 | Capacity Auction | 2021 | Regent Park Energy Limited |  | A41711 | Alkane Energy limited | 01623827927 | capacitymarket@alkane.co.uk | Distribution | Non CMRS | Existing Generating CMU | Gas | OCGT and Reciprocating Engines (Fuel Type - Gas) |  | Prequalified | Opt-In |  | 1 |  |  |  |  | 0 |  | 5.74 |  |  | 5.442 |  |  |  | 5.442 |  |  | Gas reciprocating engines Houghton Main CMU Generation Plant, Park Spring Road, Little Houghton, S72 0HN SE416063 | 2394000026721 |  |  |  | No | No | Yes | Metering Option (a) | No |  |  | No | [6 empty] | No
2 | A41712 | T-4 | Capacity Auction | 2021 | Alkane Energy UK Limited |  | A41712 | Alkane Energy limited | 01623827927 | capacitymarket@alkane.co.uk | Distribution | Non CMRS | Existing Generating CMU | Gas | OCGT and Reciprocating Engines (Fuel Type - Gas) |  | Prequalified | Opt-In |  | 1 |  |  |  |  | 0 |  | 8.885 |  |  | 8.424 |  |  |  | 8.424 |  |  | Gas reciprocating engines Gedling Energy Park, land off Arnold lane, Gedling, Nottingham NG4 4GZ SK612439 | 2300000974408 |  |  |  | No | No | Yes | Metering Option (b) | Yes | No |  |  |  | Yes |  | COP3 | Yes |  | Yes
X | A41712-Component |  |  |  | Alkane Energy UK Limited | [9 empty] | OCGT and Reciprocating Engines (Fuel Type - Gas) | [21 empty] | Gas reciprocating engines Wheldale 2 Wheldale Road Castleford West Yorkshire WF10 2RR SE441262
X | A41712-Component |  |  |  | Alkane Energy UK Limited | [9 empty] | OCGT and Reciprocating Engines (Fuel Type - Gas) | [21 empty] | Gas reciprocating engines Wheldale 1 Wheldale Generation Site Wheldale Road Castleford West Yorkshire WF10 2RR SE441262
1 | A41713 | T-4 | Capacity Auction | 2021 | Rhymney Power Limited |  | A41713 | Alkane Energy limited | 01623827927 | capacitymarket@alkane.co.uk | Distribution | Non CMRS | Existing Generating CMU | Gas | OCGT and Reciprocating Engines |  | Prequalified | Opt-In |  | 1 |  |  |  |  | 0 |  | 10.318 |  |  | 9.782 |  |  |  | 9.782 |  |  | Gas reciprocating engines Rhymney 1 STOR Gen Room Unit 48 Portmanmoror Road Industrial Estate Rover Way Cardiff CF24 5HB ST205756 | 2100041079809 |  |  |  | No | No | Yes | Metering Option (a) | No |  |  | No | [6 empty] | No
2 | A41714 | T-4 | Capacity Auction | 2021 | Alkane Energy UK Limited |  | A41714 | Alkane Energy limited | 01623827927 | capacitymarket@alkane.co.uk | Distribution | Non CMRS | Existing Generating CMU | Gas | OCGT and Reciprocating Engines (Fuel Type - Gas) |  | Prequalified | Opt-In |  | 1 |  |  |  |  | 0 |  | 10.395 |  |  | 9.856 |  |  |  | 9.855 |  |  | Gas reciprocating engines Shirebrook 1 Acreage Lane Shirebrook Nottinghamshire NG20 8RN SK528672 | 1100050313401 |  |  |  | No | No | Yes | Metering Option (a) | No |  |  | No | [6 empty] | No
X | A41714-Component |  |  |  | Alkane Energy UK Limited | [9 empty] | OCGT and Reciprocating Engines (Fuel Type - Gas) | [21 empty] | Gas reciprocating engines Shirebrook 2 Acreage Lane Shirebrook Nottinghamshire NG20 8RN SK528672
1 | ABCN01 | T-4 | Capacity Auction | 2021 | Greenspan Contractors Limited |  | Abercorn | Greenspan Energy Limited | 01315144444 | capacitymarket@greenspanenergy.com | Distribution | Non CMRS | New Build Generating CMU | Gas | OCGT and Reciprocating Engines |  | Conditionally Prequalified | Opt-In |  | 15 |  | Yes |  |  | 37920 |  | 4 |  |  | 3.792 |  |  |  | 3.792 |  |  | New build gas generator Unit 2, 105 Abercorn Street, Paisley, PA3 4AT NS 484 649 | 1800060941210 |  |  |  | No | No | Yes | Metering Option (a) | No |  |  | No | [6 empty] | No
2 | ABML07 | T-4 | Capacity Auction | 2021 | Distributed Energy Customer Solutions Limited |  | DECS-07 | Centrica Plc | 01753492571 | Distributed-Generation@centrica.com | Distribution | Non CMRS | Unproven DSR CMU | DSR | DSR |  | Conditionally Prequalified | Opt-In |  | 1 | Yes |  |  |  | 15600 |  | 3.614 |  |  | 3.12 |  |  |  | 3.12 |  |  | On-site gen / demand reduction capability Mann Island, Liverpool L3 1DG SJ 339 900 | N/A |  |  |  | Yes | [13 empty] | Deferred
X | ABML07-Component |  |  |  | Distributed Energy Customer Solutions Limited | [9 empty] | DSR | [21 empty] | On-site gen / demand reduction capability Mann Island, Liverpool L3 1DG SJ 339 900
X | ABML07-Component |  |  |  | Distributed Energy Customer Solutions Limited | [9 empty] | DSR | [21 empty] | On-site gen / demand reduction capability Mann Island, Liverpool L3 1DG SJ 339 900
X | ABML07-Component |  |  |  | Distributed Energy Customer Solutions Limited | [9 empty] | DSR | [21 empty] | On-site gen / demand reduction capability Mann Island, Liverpool L3 1DG SJ 339 900
X | ABML07-Component |  |  |  | Distributed Energy Customer Solutions Limited | [9 empty] | DSR | [21 empty] | On-site gen / demand reduction capability Horizon Business Centre, Peachman Way, Broadlands, Norwich, NR7 0WF TG 285 089
X | ABML07-Component |  |  |  | Distributed Energy Customer Solutions Limited | [9 empty] | DSR | [21 empty] | On-site gen / demand reduction capability Beevor Court 1, 1 Pontefract Road, Barnsley, S71 1HG SE 348 061
1 | ABTH17 | T-4 | Capacity Auction | 2021 | RWE Generation UK plc |  | CMU_ABTH_MAIN | RWE Generation UK Holdings PLC | 01793475217 | CapMarketSecondaryTrading@rwe.com | Transmission | CMRS | Existing Generating CMU | Coal | OCGT and Reciprocating Engines |  | Prequalified | Opt-In |  | 1 |  |  |  |  | 0 |  | 1692 |  |  | 1485.975 |  |  |  | 1485.975 |  |  | Aberthaw 7 Coal fired unit Aberthaw Power Station The Leys Aberthaw Barry Mid Glamorgan CF62 4ZW ST 022 663 | 4002 |  |  |  | No |  |  |  | No | [9 empty] | No
X | ABTH17-Component |  |  |  | RWE Generation UK plc | [9 empty] | OCGT and Reciprocating Engines | [21 empty] | Aberthaw 7 OCGT fuel type distillate Aberthaw Power Station The Leys Aberthaw Barry Mid Glamorgan CF62 4ZW ST 022 663
X | ABTH17-Component |  |  |  | RWE Generation UK plc | [9 empty] | OCGT and Reciprocating Engines | [21 empty] | Aberthaw 8 Coal fired Aberthaw Power Station The Leys Aberthaw Barry Mid Glamorgan CF62 4ZW ST 022 663
X | ABTH17-Component |  |  |  | RWE Generation UK plc | [9 empty] | Coal/biomass | [21 empty] | Aberthaw 8 OCGT fuel is distillate Aberthaw Power Station The Leys Aberthaw Barry Mid Glamorgan CF62 4ZW ST 022 663
X | ABTH17-Component |  |  |  | RWE Generation UK plc | [9 empty] | Coal/biomass | [21 empty] | Aberthaw 9 Coal fired unit Aberthaw Power Station The Leys Aberthaw Barry Mid Glamorgan CF62 4ZW ST 022 663
X | ABTH17-Component |  |  |  | RWE Generation UK plc | [9 empty] | Coal/biomass | [21 empty] | Aberthaw 9 OCGT fuel type is distillate Aberthaw Power Station The Leys Aberthaw Barry Mid Glamorgan CF62 4ZW ST 022 663
2 | ADGS17 | T-4 | Capacity Auction | 2021 | Infinis Alternative Energies Limited |  | ADGS17 | Infinis Energy Management Limited | 01604662400 | companysecretary@infinis.com | Distribution | Non CMRS | New Build Generating CMU | Gas | OCGT and Reciprocating Engines (Fuel Type - Gas) |  | Conditionally Prequalified | Opt-In |  | 3 |  | Yes |  |  | 37920 | Yes | 4 |  |  | 3.792 |  |  |  | 3.792 |  |  | The system comprises of two gas reciprocating engines provided an exported output of around 2MW. Arlesey Landfill Site Mill Lane Arlesey Bedfordshire SG15 6RF TL 188 352 | 1023478541454 |  |  |  | Yes | [13 empty] | Deferred
X | ADGS17-Component |  |  |  | Infinis Alternative Energies Limited | [9 empty] | OCGT and Reciprocating Engines (Fuel Type - Gas) | [21 empty] | 2 gas reciprocating engines with a combined export output of approximately 2MW. The generating equipment is connected to the distribution network via an import/export meter. Dogsthorpe Landfill Site Welland Road Peterborough Cambridgeshire PE1 3TD TF 204 020
1 | AESAU3 | T-4 | Capacity Auction | 2021 | AES Energy Storage UK Limited |  | AES GB-one | AES UK Holdings Ltd | 02893356200 | uki.communication@aes.com | Distribution | Non CMRS | New Build Generating CMU | Storage - Battery | Storage | Yes | Rejected | Opt-In |  | 15 |  |  |  |  | 0 |  | 49.95 |  |  | 48.007 |  |  |  | 48.007 |  |  | Battery storage facility with 49.950MW interconnected capacity for both export and import Camilla Farm, Auchtertool, Kircaldy, Fife, KY2 5XW EN 321 691 | N/A |  |  |  | Yes | [13 empty] | Deferred
2 | AGPR06 | T-4 | Capacity Auction | 2021 | UK Power Reserve Limited |  | AGPR06 | Repono Holdco 1 Limited | 01217121970 | trading@ukpowerreserve.com | Distribution | Non CMRS | Unproven DSR CMU | DSR | DSR |  | Conditionally Prequalified | Opt-In |  | 1 | Yes |  |  |  | 12950 |  | 3 |  |  | 2.59 |  |  |  | 2.59 |  |  | To be confirmed To be confirmed To be confirmed | N/A |  |  |  | Yes | [13 empty] | Deferred
1 | AIRE17 | T-4 | Capacity Auction | 2021 | Aire RE Limited |  | Dorehouse | Advica Holdings Limited | 02037099760 | info@advica.co.uk | Distribution | Non CMRS | New Build Generating CMU | Gas | OCGT and Reciprocating Engines (Fuel Type - Gas) |  | Conditionally Prequalified | Opt-In |  | 15 |  | Yes |  |  | 189620 | Yes | 20 |  |  | 18.962 |  |  |  | 18.962 |  |  | The CMU Component is made up of new gas-fired engines. Plot A, Dorehouse Industrial Estate, Sheffield , S13 9LU, UK (Please refer to 'Dorehouse_Reliance Energy Supporting Letter' which is attached to the distribution connection agreement .zip file to further clarify CMU address) SK 419 865 | N/A |  |  |  | Yes | [13 empty] | Deferred
2 | AKC019 | T-4 | Capacity Auction | 2021 | GHEB2 A1 Limited |  | Pikelaw Place | GHEB2 A1 Holdings Limited | 02074956063 | info@green-hedge.com | Distribution | Non CMRS | New Build Generating CMU | Storage - Battery | Storage | Yes | Conditionally Prequalified | Opt-In |  | 15 |  | Yes |  |  | 96110 |  | 10 |  |  | 9.611 |  |  |  | 9.611 |  |  | The CMU component at Pikelaw Place is an energy storage system comprised of Lithium-ion batteries. The system will have a 10 MW export capacity and an import capacity of 10 MW. 1 Pikelaw Place, West Pimbo, Up Holland, Skelmersdale, WN8 9PP SD 492 044 | N/A |  |  |  | Yes | [13 empty] | Deferred
1 | AKC021 | T-4 | Capacity Auction | 2021 | GHEB2 A2 Limited |  | Watts Lydney | GHEB2 A2 Holdings Limited | 02074956063 | info@green-hedge.com | Distribution | Non CMRS | New Build Generating CMU | Storage - Battery | Storage | Yes | Conditionally Prequalified | Opt-In |  | 15 |  | Yes |  |  | 96110 |  | 10 |  |  | 9.611 |  |  |  | 9.611 |  |  | The CMU component at Watts Lydney is an energy storage system comprised of Lithium-ion batteries. The system will have a 10 MW export capacity and an import capacity of 10 MW. Watts Lydney, 16 Mead Lane, Lydney, GL15 5EN SO 631 019 | N/A |  |  |  | Yes | [13 empty] | Deferred
2 | ALBSCM | T-4 | Capacity Auction | 2021 | Ecotricity (Next Generation) Limited |  | Alveston Battery Storage | Ecotricity Group Ltd | 01453756111 | info@ecotricity.co.uk | Distribution | Non CMRS | New Build Generating CMU | Storage - Battery | Storage | Yes | Conditionally Prequalified | Opt-In |  | 15 |  | Yes | Yes |  | 92840 | Yes | 9.66 |  |  | 9.284 |  |  |  | 9.611 |  |  | This CMU is formed of a battery bank and PCS capable of providing 10MW of power. The system is connected via switch gear and a transformer to the 132kV network in WPD's West Midland region. Old Gloucester Rd, Alveston, Bristol, UK, BS37 9TU ST 649 843 | N/A |  |  |  | Yes | [13 empty] | Deferred
1 | ALDB21 | T-4 | Capacity Auction | 2021 | SSE Generation Limited |  | Aldbrough Battery Storage | SSE plc | 01738457343 | CMSecondaryTrading@sse.com | Distribution | Non CMRS | New Build Generating CMU | Storage - Battery | Storage | Yes | Conditionally Prequalified | Opt-In |  | 15 |  | Yes | Yes |  | 182610 |  | 19 |  |  | 18.261 |  |  |  | 18.261 |  |  | Battery Storage Aldbrough Gas Storage Facility, HU11 4QB TA258368 | 2380000825051 |  |  |  | Yes | [13 empty] | Deferred
2 | ALEXA1 | T-4 | Capacity Auction | 2021 | BALANCE POWER PROJECTS LIMITED |  | ALEXA1 |  | 01519580431 | enquiries@balancepower.co.uk | Distribution | Non CMRS | New Build Generating CMU | Gas | OCGT and Reciprocating Engines |  | Conditionally Prequalified | Opt-In |  | 15 |  | Yes | Yes |  | 149800 | Yes | 15.8 |  |  | 14.98 |  |  |  | 14.98 |  |  | New build power station comprised of multiple reciprocating engines Visitors Car Park, Alexandra Park, Alexandra Drive, St Helens, WA10 3TP SJ 499 946 | N/A |  |  |  | Yes | [13 empty] | Deferred
1 | ALPHA2 | T-4 | Capacity Auction | 2021 | HC ESS2 Limited |  | ALPHA |  | 01432263484 | admin@noriker.co.uk | Distribution | Non CMRS | New Build Generating CMU | Storage - Battery | Storage | Yes | Conditionally Prequalified | Opt-In |  | 15 |  | Yes |  |  | 0 |  | 30 |  |  | 28.833 |  |  |  | 28.833 |  |  | battery storage SWEB Estate, Romney Avenue, Lockleaze, Bristol, BS7 9ST ST 604 763 | 1170000848194 |  |  |  | Yes | [13 empty] | Deferred
X | ALPHA2-Component |  |  |  | HC ESS2 Limited | [9 empty] | Storage | [21 empty] | battery storage Albion Road, Dartford, Kent, DA1 5PZ TQ 562 758
X | ALPHA2-Component |  |  |  | HC ESS2 Limited | [9 empty] | Storage | [21 empty] | battery storage Albion Road, Dartford, Kent, DA1 5PZ TQ 562 758
X | ALPHA2-Component |  |  |  | HC ESS2 Limited | [9 empty] | Storage | [21 empty] | battery storage with other generation Rainworth Colliery, Rainworth, Mansfield, NG21 0HR SK 597 603
2 | AMB017 | T-4 | Capacity Auction | 2021 | AMBER ENERGY STORAGE XL LIMITED |  | XL Energy Storage | Amber Energy Storage Limited | 02079390550 | info@amberinfrastructure.com | Distribution | Non CMRS | New Build Generating CMU | Storage - Battery | Storage | Yes | Conditionally Prequalified | Opt-In |  | 15 |  | Yes | Yes |  | 479590 | Yes | 49.9 |  |  | 47.959 |  |  |  | 47.959 |  |  | The New Build CMU, will consist of the design, procurement of new Apparatus, build and operation of a battery energy storage system, consisting of power conversion units(inverters), battery cells, transformer, cabling and other equipment as necessary for the operation of an energy storage system. It will be connected to the distribution network. Plot E, XL Business Park, Corner Statham Road and Spa Lane, Skelmersdale, Lancashire, United Kingdom, L40 6JQ SD 466 076 | N/A |  |  |  | Yes | [13 empty] | Deferred
1 | AMPOC1 | T-4 | Capacity Auction | 2021 | AMP Energy Services Limited |  | Oceana | Aggregated Micro Power Limited | 02073827800 | capacity.market@ampplc.co.uk | Distribution | Non CMRS | New Build Generating CMU | Gas | OCGT and Reciprocating Engines (Fuel Type - Gas) |  | Conditionally Prequalified | Opt-In |  | 15 |  | Yes | Yes |  | 189620 | Yes | 20 |  |  | 18.962 |  |  |  | 18.962 |  |  | The CMU component will comprise containerised gas engines, transformers, a swithgear building, gas kiosk, DNO switch room, and communications devices for control of the asset all in a compound secured by an acoustic fence. Land at Davy Bank Wallsend NE28 6UZ NZ 305 661 | N/A |  |  |  | Yes | [13 empty] | Deferred
2 | APPL21 | T-4 | Capacity Auction | 2021 | Energi Generation 1 Limited |  | APLEY BRIDGE |  | 01253421598 | dean@energigeneration.co.uk | Distribution | Non CMRS | New Build Generating CMU | Gas | OCGT and Reciprocating Engines (Fuel Type - Gas) |  | Conditionally Prequalified | Opt-In |  | 15 |  | Yes | Yes |  | 47410 | Yes | 5 |  |  | 4.741 |  |  |  | 4.741 |  |  | A new build 5MW gas fuelled generating station. 58 Appley Lane N, Appley Bridge, Wigan WN6 9AQ. SD 520 095 | N/A |  |  |  | Yes | [13 empty] | Deferred
1 | APUS03 | T-4 | Capacity Auction | 2021 | Apus Reserve Power 1 Limited |  | Apus Reserve Power 1 | Apus Enegy Limited | 02920547206 | matthew.tucker@welshpower.com | Distribution | Non CMRS | New Build Generating CMU | Gas | OCGT and Reciprocating Engines (Fuel Type - Gas) |  | Conditionally Prequalified | Opt-In |  | 15 |  | Yes | Yes |  | 149800 | Yes | 15.8 |  |  | 14.98 |  |  |  | 15.17 |  |  | 16MW power plant comprising 8 x 2MW gas reciprocating engines. The power plant will be connected to the local distribution network and local gas network. Vacant Land off Station Rd, Nursling, Southampton SO16 0YD, UK SU 360 162 | N/A |  |  |  | Yes | [13 empty] | Deferred
2 | AR0006 | T-4 | Capacity Auction | 2021 | ARENKO CLEANTECH LIMITED |  | Arenko Bloxwich |  | 02072437103 | markets@arenkocleantech.com | Distribution | Non CMRS | New Build Generating CMU | Storage - Battery | Storage | Yes | Conditionally Prequalified | Opt-In |  | 15 |  | Yes |  |  | 394050 |  | 41 |  |  | 39.405 |  |  |  | 39.405 |  |  | Battery Energy Storage System Unit 5, The Bloxwich Lane Estate, Walsall, WS2 8TF SO 993 990 | N/A |  |  |  | Yes | [13 empty] | Deferred
1 | AR0007 | T-4 | Capacity Auction | 2021 | ARENKO CLEANTECH LIMITED |  | Arenko Pensnett |  | 02072437103 | markets@arenkocleantech.com | Distribution | Non CMRS | New Build Generating CMU | Storage - Battery | Storage | Yes | Conditionally Prequalified | Opt-In |  | 15 |  | Yes |  |  | 479590 |  | 49.9 |  |  | 47.959 |  |  |  | 47.959 |  |  | Battery Energy Storage System Unit 49 The Pensnett Estate, Kingswinford West Midlands DY6 7NA SO 895 897 | N/A |  |  |  | Yes | [13 empty] | Deferred
2 | AR0089 | T-4 | Capacity Auction | 2021 | ARENKO CLEANTECH LIMITED |  | Arenko South Gyle |  | 02072437103 | markets@arenkocleantech.com | Distribution | Non CMRS | New Build Generating CMU | Storage - Battery | Storage | Yes | Conditionally Prequalified | Opt-In |  | 15 |  | Yes |  |  | 287370 | Yes | 29.9 |  |  | 28.737 |  |  |  | 28.737 |  |  | Battery Energy Storage System Unit 23 B, South Gyle Crescent, Edinburgh, EH12 9EQ NT 186 714 | N/A |  |  |  | Yes | [13 empty] | Deferred
1 | AR0106 | T-4 | Capacity Auction | 2021 | ARENKO CLEANTECH LIMITED |  | Arenko Tynemouth |  | 02072437103 | markets@arenkocleantech.com | Distribution | Non CMRS | New Build Generating CMU | Storage - Battery | Storage | Yes | Conditionally Prequalified | Opt-In |  | 15 |  | Yes | Yes |  | 479590 | Yes | 49.9 |  |  | 47.959 |  |  |  | 47.959 |  |  | Battery Energy Storage System Unit 30, New York Way, New York Industrial Park, NE27 0QF NZ 320 697 | N/A |  |  |  | Yes | [13 empty] | Deferred
2 | AR0145 | T-4 | Capacity Auction | 2021 | ARENKO CLEANTECH LIMITED |  | Arenko Sentinel |  | 02072437103 | markets@arenkocleantech.com | Distribution | Non CMRS | New Build Generating CMU | Storage - Battery | Storage | Yes | Conditionally Prequalified | Opt-In |  | 15 |  | Yes | Yes |  | 479590 | Yes | 49.9 |  |  | 47.959 |  |  |  | 47.959 |  |  | Battery Energy Storage System Unit 2, Sentinel House, Enigma Business Park, WR14 1GL SO 793 476 | N/A |  |  |  | Yes | [13 empty] | Deferred
1 | AR0165 | T-4 | Capacity Auction | 2021 | ARENKO CLEANTECH LIMITED |  | Arenko South Gyle II |  | 02072437103 | markets@arenkocleantech.com | Distribution | Non CMRS | New Build Generating CMU | Storage - Battery | Storage | Yes | Conditionally Prequalified | Opt-In |  | 15 |  | Yes | Yes |  | 191260 | Yes | 19.9 |  |  | 19.126 |  |  |  | 19.126 |  |  | Battery Energy Storage System Unit 23 B, South Gyle Crescent, Edinburgh, EH12 9EQ NT 186 714 | N/A |  |  |  | Yes | [13 empty] | Deferred
2 | AR0183 | T-4 | Capacity Auction | 2021 | ARENKO CLEANTECH LIMITED |  | Arenko Pimbo |  | 02072437103 | markets@arenkocleantech.com | Distribution | Non CMRS | New Build Generating CMU | Storage - Battery | Storage | Yes | Conditionally Prequalified | Opt-In |  | 15 |  | Yes | Yes |  | 479590 | Yes | 49.9 |  |  | 47.959 |  |  |  | 47.959 |  |  | Battery Energy Storage System 1 Penrose Place, Pimbo Industrial Estate, Skelmersdale, Lancashire, WN8 9PS SD 500 036 | N/A |  |  |  | Yes | [13 empty] | Deferred
1 | AR0184 | T-4 | Capacity Auction | 2021 | ARENKO CLEANTECH LIMITED |  | South Gyle III |  | 02072437103 | markets@arenkocleantech.com | Distribution | Non CMRS | New Build Generating CMU | Storage - Battery | Storage | Yes | Conditionally Prequalified | Opt-In |  | 15 |  | Yes | Yes |  | 96110 | Yes | 10 |  |  | 9.611 |  |  |  | 9.611 |  |  | Battery Energy Storage System Unit 23B, South Gyle Crescent, Edinburgh, EH12 9EQ NT 186 714 | N/A |  |  |  | Yes | [13 empty] | Deferred
2 | ASAP03 | T-4 | Capacity Auction | 2021 | St Asaph Power Limited |  | St Asaph Power | Esus Reserve Power Ltd | 02920547206 | matthew.tucker@welshpower.com | Distribution | Non CMRS | New Build Generating CMU | Gas | OCGT and Reciprocating Engines (Fuel Type - Gas) |  | Conditionally Prequalified | Opt-In |  | 15 |  | Yes | Yes |  | 149800 | Yes | 15.8 |  |  | 14.98 |  |  |  | 15.17 |  |  | 16 MW power plant comprising 8 x 2MW gas reciprocating engines. Power plant will be connected to the local distribution network and local gas network. Glascoed Road, Cwttir Lane, St Asaph, Denbighshire, LL17 0LQ SJ 021 742 | N/A |  |  |  | Yes | [13 empty] | Deferred
1 | ASH111 | T-4 | Capacity Auction | 2021 | FISHPOND ENERGY LIMITED |  | ASH111 | Benergy EOOD | 07772563765 | lyricenergy@gmail.com | Distribution | Non CMRS | New Build Generating CMU | Gas | OCGT and Reciprocating Engines (Fuel Type - Gas) |  | Conditionally Prequalified | Opt-In |  | 15 |  | Yes | Yes |  | 94810 | Yes | 10 |  |  | 9.481 |  |  |  | 9.481 |  |  | NEW BUILD GAS FUELLED GENERATING STATION ASHLAND FARM BECK LANE SKEGBY SUTTON IN ASHFIELD NG19 6PG SK 511 607 | N/A |  |  |  | Yes | [13 empty] | Deferred
2 | ASPAT1 | T-4 | Capacity Auction | 2021 | BALANCE POWER PROJECTS LIMITED |  | ASPAT1 |  | 01519580431 | enquiries@balancepower.co.uk | Distribution | Non CMRS | New Build Generating CMU | Gas | OCGT and Reciprocating Engines |  | Conditionally Prequalified | Opt-In |  | 15 |  | Yes | Yes |  | 24650 | Yes | 2.6 |  |  | 2.465 |  |  |  | 2.465 |  |  | New build power station comprised of multiple reciprocating engines Aspatria Business Park, Park Road, Aspatria, Cumbria, CA7 3DP NY 156 426 | N/A |  |  |  | Yes | [13 empty] | Deferred
1 | ASTR01 | T-4 | Capacity Auction | 2021 | ASTRA VENTURES 1 LIMITED |  | Brook Farm | ASTRA VENTURES LIMITED | 02071837210 | info@astraventures.co.uk | Distribution | Non CMRS | New Build Generating CMU | Storage - Battery | Storage | Yes | Conditionally Prequalified | Opt-In |  | 15 |  | Yes | Yes |  | 479590 | Yes | 49.9 |  |  | 47.959 |  |  |  | 47.959 |  |  | This is a new battery storage plant, based on of lithium ion cells to be installed in multiple ISO compliant battery containers. Land at Brook Farm, off Church Hill Road, North of Burstall, IP8 4LA TM091461 | N/A |  |  |  | Yes | [13 empty] | Deferred
2 | ASTR02 | T-4 | Capacity Auction | 2021 | ASTRA VENTURES 2 LIMITED |  | Ditchers Farm | ASTRA VENTURES LIMITED | 02071837210 | info@astraventures.co.uk | Distribution | Non CMRS | New Build Generating CMU | Storage - Battery | Storage | Yes | Conditionally Prequalified | Opt-In |  | 15 |  | Yes | Yes |  | 384440 | Yes | 40 |  |  | 38.444 |  |  |  | 38.444 |  |  | This is a new battery storage plant, based on of lithium ion cells to be installed in multiple ISO compliant battery containers. Land at Ditchers Farm, off Slack Lane, North of Westhougton, BL5 3ZN SD660073 | N/A |  |  |  | Yes | [13 empty] | Deferred
1 | ASTR03 | T-4 | Capacity Auction | 2021 | ASTRA VENTURES 3 LIMITED |  | Batham Gate | ASTRA VENTURES LIMITED | 02071837210 | info@astraventures.co.uk | Distribution | Non CMRS | New Build Generating CMU | Storage - Battery | Storage | Yes | Conditionally Prequalified | Opt-In |  | 15 |  | Yes | Yes |  | 384440 | Yes | 40 |  |  | 38.444 |  |  |  | 38.444 |  |  | This is a new battery storage plant, based on of lithium ion cells to be installed in multiple ISO compliant battery containers. Land off Batham Gate Road, North of Buxton, SK17 7HS SK075759 | N/A |  |  |  | Yes | [13 empty] | Deferred
2 | ATTF03 | T-4 | Capacity Auction | 2021 | RYDBERG DEVELOPMENT COMPANY LIMITED |  | ATTF03 | Hartree Partners Power Holdings (UK) Limited | 02072017134 | londonpoweroperations@hplp.com | Distribution | Non CMRS | New Build Generating CMU | Gas | OCGT and Reciprocating Engines (Fuel Type - Gas) |  | Conditionally Prequalified | Opt-In |  | 15 |  | Yes |  |  | 56890 |  | 6 |  |  | 5.689 |  |  |  | 5.689 |  |  | New build power station comprised of multiple reciprocating engines. Land at Lutterworth Road, Whetstone LE8 6NB SP 557 941 | N/A |  |  |  | Yes | [13 empty] | Deferred
1 | ATTF04 | T-4 | Capacity Auction | 2021 | RYDBERG DEVELOPMENT COMPANY LIMITED |  | ATTF04 | Hartree Partners Power Holdings (UK) Limited | 02072017134 | londonpoweroperations@hplp.com | Distribution | Non CMRS | New Build Generating CMU | Gas | OCGT and Reciprocating Engines (Fuel Type - Gas) |  | Conditionally Prequalified | Opt-In |  | 15 |  | Yes |  |  | 56890 |  | 6 |  |  | 5.689 |  |  |  | 5.689 |  |  | New build power station comprised of multiple reciprocating engines. Land at Lutterworth Road, Whetstone LE8 6NB SP 557 941 | N/A |  |  |  | Yes | [13 empty] | Deferred
2 | ATTF05 | T-4 | Capacity Auction | 2021 | RYDBERG DEVELOPMENT COMPANY LIMITED |  | ATTF05 | Hartree Partners Power Holdings (UK) Limited | 02072017134 | londonpoweroperations@hplp.com | Distribution | Non CMRS | New Build Generating CMU | Gas | OCGT and Reciprocating Engines (Fuel Type - Gas) |  | Conditionally Prequalified | Opt-In |  | 15 |  | Yes |  |  | 75850 |  | 8 |  |  | 7.585 |  |  |  | 7.585 |  |  | New build power station comprised of multiple reciprocating engines. Land at Lutterworth Road, Whetstone LE8 6NB SP 557 941 | N/A |  |  |  | Yes | [13 empty] | Deferred
1 | AUKB33 | T-4 | Capacity Auction | 2021 | Regent Park Energy Limited |  | AUKB33 | Alkane Energy limited | 01623827927 | capacitymarket@alkane.co.uk | Distribution | Non CMRS | New Build Generating CMU | Storage - Battery | Storage | Yes | Conditionally Prequalified | Opt-In |  | 15 |  | Yes | Yes |  | 144170 | Yes | 15 |  |  | 14.417 |  |  |  | 14.417 |  |  | Battery storage Askern CMM Generation, Campsall Road, Askern, Doncaster DN6 0BZ SE556138 | N/A |  |  |  | Yes | [13 empty] | Deferred
2 | AUKB35 | T-4 | Capacity Auction | 2021 | Alkane Energy UK Limited |  | AUKB35 | Alkane Energy limited | 01623827927 | capacitymarket@alkane.co.uk | Distribution | Non CMRS | New Build Generating CMU | Storage - Battery | Storage | Yes | Conditionally Prequalified | Opt-In |  | 15 |  | Yes | Yes |  | 28830 | Yes | 3 |  |  | 2.883 |  |  |  | 2.883 |  |  | Battery storage Newmarket Energy Park, Newmarket Lane, Stanley, Wakefield WF3 4BY SE364255 | N/A |  |  |  | Yes | [13 empty] | Deferred
1 | AUKB41 | T-4 | Capacity Auction | 2021 | Regent Park Energy Limited |  | AUKB41 | Alkane Energy limited | 01623827927 | capacitymarket@alkane.co.uk | Distribution | Non CMRS | New Build Generating CMU | Storage - Battery | Storage | Yes | Conditionally Prequalified | Opt-In |  | 15 |  | Yes | Yes |  | 144170 | Yes | 15 |  |  | 14.417 |  |  |  | 14.417 |  |  | Battery Storage Former Brodsworth Main Colliery, Long Lands Lane, Brodsworth, Doncaster, DN5 7XB SE524079 | N/A |  |  |  | Yes | [13 empty] | Deferred
2 | AUKB43 | T-4 | Capacity Auction | 2021 | Alkane Energy UK Limited |  | AUKB43 | Alkane Energy limited | 01623827927 | capacitymarket@alkane.co.uk | Distribution | Non CMRS | New Build Generating CMU | Storage - Battery | Storage | Yes | Conditionally Prequalified | Opt-In |  | 15 |  | Yes | Yes |  | 28830 | Yes | 3 |  |  | 2.883 |  |  |  | 2.883 |  |  | Battery storage Bevercotes Energy Park, West Drayton Avenue, Bevercotes DN22 8DB SK695744 | N/A |  |  |  | Yes | [13 empty] | Deferred
1 | AUKN27 | T-4 | Capacity Auction | 2021 | Alkane Energy UK Limited |  | AUKN27 | Alkane Energy limited | 01623827927 | capacitymarket@alkane.co.uk | Distribution | Non CMRS | New Build Generating CMU | Gas | OCGT and Reciprocating Engines (Fuel Type - Gas) |  | Conditionally Prequalified | Opt-In |  | 15 |  | Yes | Yes |  | 37920 | Yes | 4 |  |  | 3.792 |  |  |  | 3.792 |  |  | Gas fired generating units Former Soreen Factory Taylor Road Trafford Park M41 7TF SJ772971 | N/A |  |  |  | Yes | [13 empty] | Deferred
2 | AUKN28 | T-4 | Capacity Auction | 2021 | Alkane Energy UK Limited |  | AUKN28 | Alkane Energy limited | 01623827927 | capacitymarket@alkane.co.uk | Distribution | Non CMRS | New Build Generating CMU | Gas | OCGT and Reciprocating Engines (Fuel Type - Gas) |  | Conditionally Prequalified | Opt-In |  | 15 |  | Yes | Yes |  | 56890 | Yes | 6 |  |  | 5.689 |  |  |  | 5.689 |  |  | Gas fired generating units Unit 1b, Britannia Industrial Estate, Union Road, Bolton, BL2 2HP SD721105 | N/A |  |  |  | Yes | [13 empty] | Deferred
1 | AUKN29 | T-4 | Capacity Auction | 2021 | Alkane Energy UK Limited |  | AUKN29 | Alkane Energy limited | 01623827927 | capacitymarket@alkane.co.uk | Distribution | Non CMRS | New Build Generating CMU | Gas | OCGT and Reciprocating Engines (Fuel Type - Gas) |  | Conditionally Prequalified | Opt-In |  | 15 |  | Yes | Yes |  | 94810 | Yes | 10 |  |  | 9.481 |  |  |  | 9.481 |  |  | Gas fired generating units Yard adjacent to Manchester Road, Westhoughton BL5 3QH SD656070 | N/A |  |  |  | Yes | [13 empty] | Deferred
2 | AUKN30 | T-4 | Capacity Auction | 2021 | Alkane Energy UK Limited |  | AUKN30 | Alkane Energy limited | 01623827927 | capacitymarket@alkane.co.uk | Distribution | Non CMRS | New Build Generating CMU | Gas | OCGT and Reciprocating Engines (Fuel Type - Gas) |  | Conditionally Prequalified | Opt-In |  | 15 |  | Yes | Yes |  | 47410 | Yes | 5 |  |  | 4.741 |  |  |  | 4.741 |  |  | Gas fired generating units Water Treatment Plant & Premises, Land to the south of Rumer Hill Road, Cannock WS11 8EX SJ986094 | N/A |  |  |  | Yes | [13 empty] | Deferred
1 | AUKN31 | T-4 | Capacity Auction | 2021 | Regent Park Energy Limited |  | AUKN31 | Alkane Energy limited | 01623827927 | capacitymarket@alkane.co.uk | Distribution | Non CMRS | New Build Generating CMU | Gas | OCGT and Reciprocating Engines (Fuel Type - Gas) |  | Conditionally Prequalified | Opt-In |  | 15 |  | Yes | Yes |  | 25600 | Yes | 2.7 |  |  | 2.56 |  |  |  | 2.56 |  |  | Gas fired generating units Thurscoe Business Park, Barrowfield Rd, Thurscoe, Rotherham S63 0BH SE463053 | N/A |  |  |  | Yes | [13 empty] | Deferred
2 | AUKN33 | T-4 | Capacity Auction | 2021 | Regent Park Energy Limited |  | AUKN33 | Alkane Energy limited | 01623827927 | capacitymarket@alkane.co.uk | Distribution | Non CMRS | New Build Generating CMU | Gas | OCGT and Reciprocating Engines (Fuel Type - Gas) |  | Conditionally Prequalified | Opt-In |  | 15 |  | Yes | Yes |  | 18960 | Yes | 2 |  |  | 1.896 |  |  |  | 1.896 |  |  | Gas fired generating units Askern CMM Generation, Campsall Road, Askern, Doncaster DN6 0BZ SE556138 | N/A |  |  |  | Yes | [13 empty] | Deferred
1 | AUKN34 | T-4 | Capacity Auction | 2021 | Alkane Energy UK Limited |  | AUKN34 | Alkane Energy limited | 01623827927 | capacitymarket@alkane.co.uk | Distribution | Non CMRS | New Build Generating CMU | Gas | OCGT and Reciprocating Engines (Fuel Type - Gas) |  | Conditionally Prequalified | Opt-In |  | 15 |  | Yes | Yes |  | 18960 | Yes | 2 |  |  | 1.896 |  |  |  | 1.896 |  |  | Gas fired generating unit Markham Lane, duckmanton, Chesterfield S44 5HS SK449719 | N/A |  |  |  | Yes | [13 empty] | Deferred
2 | AUKN35 | T-4 | Capacity Auction | 2021 | Alkane Energy UK Limited |  | AUKN35 | Alkane Energy limited | 01623827927 | capacitymarket@alkane.co.uk | Distribution | Non CMRS | New Build Generating CMU | Gas | OCGT and Reciprocating Engines (Fuel Type - Gas) |  | Conditionally Prequalified | Opt-In |  | 15 |  | Yes | Yes |  | 37920 | Yes | 4 |  |  | 3.792 |  |  |  | 3.792 |  |  | Gas fired generating sets Newmarket Energy Park, Newmarket Lane, Stanley, Wakefield WF3 4BY SE364255 | N/A |  |  |  | Yes | [13 empty] | Deferred
1 | AUKN36 | T-4 | Capacity Auction | 2021 | Alkane Energy UK Limited |  | AUKN36 | Alkane Energy limited | 01623827927 | capacitymarket@alkane.co.uk | Distribution | Non CMRS | New Build Generating CMU | Gas | OCGT and Reciprocating Engines (Fuel Type - Gas) |  | Conditionally Prequalified | Opt-In |  | 15 |  | Yes | Yes |  | 56890 | Yes | 6 |  |  | 5.689 |  |  |  | 5.689 |  |  | Gas fired generating sets Land Adjacent to Weeland Road, Knottingley, WF11 8DA SE520239 | N/A |  |  |  | Yes | [13 empty] | Deferred
2 | AUKN37 | T-4 | Capacity Auction | 2021 | Alkane Energy UK Limited |  | AUKN37 | Alkane Energy limited | 01623827927 | capacitymarket@alkane.co.uk | Distribution | Non CMRS | New Build Generating CMU | Gas | OCGT and Reciprocating Engines (Fuel Type - Gas) |  | Conditionally Prequalified | Opt-In |  | 15 |  | Yes | Yes |  | 28440 | Yes | 3 |  |  | 2.844 |  |  |  | 2.844 |  |  | Gas fired generating unit Wheldale Energy Park, Wheldon Road, Castleford, West Yorkshire, WF10 2RR SE441262 | N/A |  |  |  | Yes | [13 empty] | Deferred
1 | AUKN38 | T-4 | Capacity Auction | 2021 | Alkane Energy UK Limited |  | AUKN38 | Alkane Energy limited | 01623827927 | capacitymarket@alkane.co.uk | Distribution | Non CMRS | New Build Generating CMU | Gas | OCGT and Reciprocating Engines (Fuel Type - Gas) |  | Conditionally Prequalified | Opt-In |  | 15 |  | Yes | Yes |  | 56890 | Yes | 6 |  |  | 5.689 |  |  |  | 5.689 |  |  | Gas fired generating units Golborne Energy Park, Off Kid Glove Road, Golborne, Warrington WA3 3DP SJ605982 | N/A |  |  |  | Yes | [13 empty] | Deferred
2 | AUKN39 | T-4 | Capacity Auction | 2021 | Alkane Energy UK Limited |  | AUKN39 | Alkane Energy limited | 01623827927 | capacitymarket@alkane.co.uk | Distribution | Non CMRS | New Build Generating CMU | Gas | OCGT and Reciprocating Engines (Fuel Type - Gas) |  | Conditionally Prequalified | Opt-In |  | 15 |  | Yes | Yes |  | 66370 | Yes | 7 |  |  | 6.637 |  |  |  | 6.637 |  |  | Gas fired generating units Land between 13 & 14 Trident Industrial Estate, Warrington Road, Warrington, WA3 6AX SJ652928 | N/A |  |  |  | Yes | [13 empty] | Deferred
1 | AUKN40 | T-4 | Capacity Auction | 2021 | Alkane Energy UK Limited |  | AUKN40 | Alkane Energy limited | 01623827927 | capacitymarket@alkane.co.uk | Distribution | Non CMRS | New Build Generating CMU | Gas | OCGT and Reciprocating Engines (Fuel Type - Gas) |  | Conditionally Prequalified | Opt-In |  | 15 |  | Yes | Yes |  | 75850 | Yes | 8 |  |  | 7.585 |  |  |  | 7.585 |  |  | Gas fired generating sets Unit J1 Aven Industrial Park, Tickhill Road, Maltby, Rotherham, S66 7QR SK554922 | N/A |  |  |  | Yes | [13 empty] | Deferred
2 | AUKN41 | T-4 | Capacity Auction | 2021 | Regent Park Energy Limited |  | AUKN41 | Alkane Energy limited | 01623827927 | capacitymarket@alkane.co.uk | Distribution | Non CMRS | New Build Generating CMU | Gas | OCGT and Reciprocating Engines (Fuel Type - Gas) |  | Conditionally Prequalified | Opt-In |  | 15 |  | Yes | Yes |  | 37920 | Yes | 4 |  |  | 3.792 |  |  |  | 3.792 |  |  | Gas fired generating engines Former Brodsworth Main Colliery, Long Lands Lane, Brodsworth, Doncaster, DN5 7XB SE524079 | N/A |  |  |  | Yes | [13 empty] | Deferred
1 | AUKN42 | T-4 | Capacity Auction | 2021 | Alkane Energy UK Limited |  | AUKN42 | Alkane Energy limited | 01623827927 | capacitymarket@alkane.co.uk | Distribution | Non CMRS | New Build Generating CMU | Gas | OCGT and Reciprocating Engines (Fuel Type - Gas) |  | Conditionally Prequalified | Opt-In |  | 15 |  | Yes | Yes |  | 37920 | Yes | 4 |  |  | 3.792 |  |  |  | 3.792 |  |  | Gas fired generating units Land off Rufford Lane, Ollerton, Notts NG22 9DJ SK661652 | N/A |  |  |  | Yes | [13 empty] | Deferred
2 | AUKN44 | T-4 | Capacity Auction | 2021 | Alkane Energy UK Limited |  | AUKN44 | Alkane Energy limited | 01623827927 | capacitymarket@alkane.co.uk | Distribution | Non CMRS | New Build Generating CMU | Gas | OCGT and Reciprocating Engines (Fuel Type - Gas) |  | Conditionally Prequalified | Opt-In |  | 15 |  | Yes | Yes |  | 56890 | Yes | 6 |  |  | 5.689 |  |  |  | 5.689 |  |  | Gas fired generating units Land to the east of Queens Terrace and south of New Wellington Street , Mill Hill, Blackburn BB24PJ SD669263 | N/A |  |  |  | Yes | [13 empty] | Deferred
1 | AVARA1 | T-4 | Capacity Auction | 2021 | Veolia UK Limited |  | AVARA CHP | VEOLIA ENVIRONNEMENT SA | 02078125000 | uk.capacitymarket@veolia.com | Distribution | Non CMRS | Existing Generating CMU | Gas | CHP and autogeneration |  | Prequalified | Opt-In |  | 1 |  |  |  |  | 0 |  | 2.76 |  |  | 2.484 |  |  |  | 2.484 |  |  | CHP plant. Avlon Works, Severn Road, Hallen Bristol, BS10 7ZE, United Kingdom ST545832 | N/A |  |  |  | Yes | [13 empty] | Deferred
2 | AVELE1 | T-4 | Capacity Auction | 2021 | Infinis Alternative Energies Limited |  | AVELE1 | Infinis Energy Management Limited | 01604662400 | companysecretary@infinis.com | Distribution | Non CMRS | New Build Generating CMU | Gas | OCGT and Reciprocating Engines (Fuel Type - Gas) |  | Conditionally Prequalified | Opt-In |  | 15 |  | Yes | Yes |  | 43540 | Yes | 4.592 |  |  | 4.354 |  |  |  | 4.354 |  |  | The site comprises of four gas reciprocating engines with an assumed output of 4.6MW. The reciprocating engines are connected to the distribution network. Aveley (N) Sandy Lane Aveley South Ockendon Essex RM15 4XP TQ 558 807 | 1023470325851 |  |  |  | Yes | [13 empty] | Deferred
1 | AVELE2 | T-4 | Capacity Auction | 2021 | Infinis Alternative Energies Limited |  | AVELE2 | Infinis Energy Management Limited | 01604662400 | companysecretary@infinis.com | Distribution | Non CMRS | New Build Generating CMU | Gas | OCGT and Reciprocating Engines (Fuel Type - Gas) |  | Conditionally Prequalified | Opt-In |  | 15 |  | Yes | Yes |  | 40350 | Yes | 4.256 |  |  | 4.035 |  |  |  | 4.035 |  |  | 4x gas reciprocating engines with a combined output of approximately 4.3MW. All associated gas delivery equipment and switchgear is included. The generating units are connected to the distribution network. Aveley Landfill Site Sandy Lane Aveley RM15 4XP TQ 550 807 | 1030005550134 |  |  |  | Yes | [13 empty] | Deferred
2 | AVON02 | T-4 | Capacity Auction | 2021 | FPC (Ipswich) Limited |  | CMU AVON02 | FPC Industry & Enterpise Ltd | 02074348792 | ryan@foundationpc.co.uk | Distribution | Non CMRS | New Build Generating CMU | Storage - Battery | Storage | Yes | Conditionally Prequalified | Opt-In |  | 15 |  | Yes | Yes |  | 160600 | Yes | 16.71 |  |  | 16.06 |  |  |  | 16.339 |  |  | The CMU will be formed of multiple individual Batteries. This site is to include a 17MW Battery Energy Storage System (BESS) that can either operate as import or export at will. The 17MW connection is to be provided at 33KV by installing an underground cable with a metering circuit breaker located at the customer's site. Plot B at Severn Road Avonmouth BS10 7SE ST543812 | N/A |  |  |  | Yes | [13 empty] | Deferred
1 | AVON17 | T-4 | Capacity Auction | 2021 | Avon RE Limited |  | Chalgrave | Advica Holdings Limited | 02037099760 | info@advica.co.uk | Distribution | Non CMRS | New Build Generating CMU | Gas | OCGT and Reciprocating Engines (Fuel Type - Gas) |  | Conditionally Prequalified | Opt-In |  | 15 |  | Yes |  |  | 189620 | Yes | 20 |  |  | 18.962 |  |  |  | 18.962 |  |  | The CMU Component is made up of brand new gas-fired engines. 41 Luton Road, Chalton, Luton, LU4 9UJ (Please refer to 'Chalgrave_Reliance Energy Supporting Letter' which is attached to the distribution connection agreement .zip file to further clarify CMU address) TL 026 270 | N/A |  |  |  | Yes | [13 empty] | Deferred
2 | AZ4001 | T-4 | Capacity Auction | 2021 | Goldenbell Power Ltd |  | Foul Lane A |  | 01675437777 | desk@greenfrogpower.co.uk | Distribution | CMRS | New Build Generating CMU | Gas | OCGT and Reciprocating Engines (Fuel Type - Gas) |  | Conditionally Prequalified | Opt-In |  | 15 |  | Yes | Yes |  | 139640 | Yes | 14.728 |  |  | 13.964 |  |  |  | 13.964 |  |  | Gas fired reciprocating engines. Foul Lane, Southport, PR8 5LA See attached location note SD 361 156 | N/A |  |  |  | Yes | [13 empty] | Deferred
1 | AZ4017 | T-4 | Capacity Auction | 2021 | Goldenbell Power Ltd |  | Foul Lane B |  | 01675437777 | desk@greenfrogpower.co.uk | Distribution | CMRS | New Build Generating CMU | Gas | OCGT and Reciprocating Engines (Fuel Type - Gas) |  | Conditionally Prequalified | Opt-In |  | 15 |  | Yes | Yes |  | 48680 | Yes | 5.135 |  |  | 4.868 |  |  |  | 4.868 |  |  | Gas fired reciprocating engines. Foul Lane, Southport, PR8 5LA See attached location note SD 361 156 | N/A |  |  |  | Yes | [13 empty] | Deferred
2 | BACA21 | T-4 | Capacity Auction | 2021 | A.E. MORRIS LIMITED |  | BALBYCAR |  | 01302864014 | alan@j3businesspark.co.uk | Distribution | Non CMRS | New Build Generating CMU | Gas | OCGT and Reciprocating Engines (Fuel Type - Gas) |  | Conditionally Prequalified | Opt-In |  | 15 |  | Yes | Yes |  | 189620 | Yes | 20 |  |  | 18.962 |  |  |  | 18.962 |  |  | A 20MW New Build gas fuelled generating station. J3 Business Park, Balby Carr Bank, Balby, Doncaster, DN4 8DE SE 582 009 | N/A |  |  |  | Yes | [13 empty] | Deferred
1 | BAG_1b | T-4 | Capacity Auction | 2021 | Calon Energy Limited |  | Baglan-1 |  |  |  | Transmission | CMRS | Refurbishing Generating CMU | Gas | CCGT |  | Prequalified | Opt-In |  | 15 |  |  |  |  | 0 |  | 550 |  |  |  | 468 | 495 | Opt-In |  | 468 | 468 | Existing BAGE-1 CCGT repowered with new gas turbine and substantial BOP improvements Baglan Bay Power Station Baglan Energy Park Port Talbot SA12 7GE SS 731 923 | 7151 |  |  |  | No |  |  |  | No | [9 empty] | No
X | BAG_1b-Component |  |  |  | Calon Energy Limited | [9 empty] | CCGT | [21 empty] | Existing CCGT Baglan Unit 1
2 | BAG_2b | T-4 | Capacity Auction | 2021 | Calon Energy Limited |  | Baglan-2 |  |  |  | Transmission | CMRS | Existing Generating CMU | Gas | OCGT and Reciprocating Engines |  | Prequalified | Opt-In |  | 1 |  |  |  |  | 0 |  | 32 |  |  | 30.339 |  |  |  | 30.339 |  |  | Existing CHP/OCGT module Baglan Bay Power Station Baglan Energy Park Port Talbot SA12 7GE SS 730 922 | 7151 |  |  |  | No |  |  |  | No | [9 empty] | No
1 | BANB03 | T-4 | Capacity Auction | 2021 | Banbury Power Limited |  | Banbury Power | Apus Energy Limited | 02920547206 | matthew.tucker@welshpower.com | Distribution | Non CMRS | New Build Generating CMU | Gas | OCGT and Reciprocating Engines |  | Conditionally Prequalified | Opt-In |  | 15 |  | Yes | Yes |  | 111880 | Yes | 11.8 |  |  | 11.188 |  |  |  | 11.377 |  |  | 12 MW power plant comprising 6 x 2MW gas reciprocating engines. The Power plant is connected to the local distribution and gas network. Vacant Land off Grimsbury Green Road, Banbury OX16 3WA, UK SP 460 417 | N/A |  |  |  | Yes | [13 empty] | Deferred
2 | BANKH1 | T-4 | Capacity Auction | 2021 | FISHCROSS BATTERY STORAGE LIMITED |  | Bankhead Storage | VLC ENERGY LIMITED | 02074090700 | enquiries@vlcenergy.com | Distribution | Non CMRS | New Build Generating CMU | Storage - Battery | Storage | Yes | Conditionally Prequalified | Opt-In |  | 15 |  | Yes | Yes |  | 192220 | Yes | 20 |  |  | 19.222 |  |  |  | 19.222 |  |  | Lithium Ion battery storage system capable of importing, storing and exporting electricity. Land at Bankhead Farm South of Twentyfive Acre Wood, Fishcross, Clackmannanshire, FK10 3HZ NS 896 954 | N/A |  |  |  | Yes | [13 empty] | Deferred
1 | BANKH2 | T-4 | Capacity Auction | 2021 | FISHCROSS BATTERY STORAGE LIMITED |  | Bankhead Storage | VLC ENERGY LIMITED | 02074090700 | enquiries@vlcenergy.com | Distribution | CMRS | New Build Generating CMU | Storage - Battery | Storage | Yes | Conditionally Prequalified | Opt-In |  | 15 |  | Yes | Yes |  | 192220 | Yes | 20 |  |  | 19.222 |  |  |  | 19.222 |  |  | Lithium Ion battery storage system capable of importing, storing and exporting electricity. Land at Bankhead Farm South of Twentyfive Acre Wood, Fishcross, Clackmannanshire, FK10 3HZ NS 896 954 | N/A |  |  |  | Yes | [13 empty] | Deferred
2 | BANKH3 | T-4 | Capacity Auction | 2021 | FISHCROSS BATTERY STORAGE LIMITED |  | Bankhead Storage | VLC ENERGY LIMITED | 02074090700 | enquiries@vlcenergy.com | Distribution | Non CMRS | New Build Generating CMU | Storage - Battery | Storage | Yes | Conditionally Prequalified | Opt-In |  | 15 |  | Yes | Yes |  | 287370 | Yes | 29.9 |  |  | 28.737 |  |  |  | 28.737 |  |  | Lithium Ion battery storage system capable of importing, storing and exporting electricity. Land at Bankhead Farm South of Twentyfive Acre Wood, Fishcross, Clackmannanshire, FK10 3HZ NS 896 954 | N/A |  |  |  | Yes | [13 empty] | Deferred
1 | BANKH4 | T-4 | Capacity Auction | 2021 | FISHCROSS BATTERY STORAGE LIMITED |  | Bankhead Storage | VLC ENERGY LIMITED | 02074090700 | enquiries@vlcenergy.com | Distribution | CMRS | New Build Generating CMU | Storage - Battery | Storage | Yes | Conditionally Prequalified | Opt-In |  | 15 |  | Yes | Yes |  | 287370 | Yes | 29.9 |  |  | 28.737 |  |  |  | 28.737 |  |  | Lithium Ion battery storage system capable of importing, storing and exporting electricity. Land at Bankhead Farm South of Twentyfive Acre Wood, Fishcross, Clackmannanshire, FK10 3HZ NS 896 954 | N/A |  |  |  | Yes | [13 empty] | Deferred
2 | BARKB1 | T-4 | Capacity Auction | 2021 | Barking Power Limited |  | BARKB1 |  |  |  | Transmission | CMRS | Existing Generating CMU |  | OCGT and Reciprocating Engines (Fuel Type - Gas) |  |  | Opt-Out | Operational throughout the relevant Delivery Year | [14 empty] | 235.129 |  |  | Two gas turbines operating in open cycle mode. Not a Storage Facility Barking Power Station, Chequers Lane, Dagenham, Essex RM9 6PF TQ 490 824 | MSID 7082 |  |  |  | No |  |  |  | No | [9 empty] | N/A
1 | BARKB2 | T-4 | Capacity Auction | 2021 | Barking Power Limited |  | BARKB2 |  |  |  | Transmission | CMRS | Existing Generating CMU |  | OCGT and Reciprocating Engines (Fuel Type - Gas) |  |  | Opt-Out | Operational throughout the relevant Delivery Year | [14 empty] | 352.693 |  |  | Three gas turbines operating in open cycle mode. Not a Storage Facility. Barking Power Station, Chequers Lane, Dagenham, Essex RM9 6PF TQ 490 824 | MSID 7082 |  |  |  | No |  |  |  | No | [9 empty] | N/A
2 | BARNS3 | T-4 | Capacity Auction | 2021 | Peak Power Connections Limited |  | BARNS3 | Peak Power Projects LLP | 01865860760 | rp@oxcp.com | Distribution | Non CMRS | New Build Generating CMU | Gas | OCGT and Reciprocating Engines |  | Conditionally Prequalified | Opt-In |  | 15 |  | Yes | Yes |  | 185350 | Yes | 19.55 |  |  | 18.535 |  |  |  | 18.535 |  |  | gas reciprocating engines. Claycliffe Rd, Barnsley, S75 1HS SE 319 081 | N/A |  |  |  | Yes | [13 empty] | Deferred
1 | BARR17 | T-4 | Capacity Auction | 2021 | P3P Partners LLP |  | Milton Keynes Energy Centre |  |  |  | Distribution | Non CMRS | New Build Generating CMU | Gas | CHP and autogeneration |  | Conditionally Prequalified | Opt-In |  | 15 |  | Yes | Yes |  | 40500 | Yes | 4.5 |  |  | 4.05 |  |  |  | 4.05 |  |  | The CMU component BARR17 will consist of one CHP engine with a generation capacity of 4.5 MW. MAGNA PARK, CROSSLEY DRIVE, Milton Keynes MK17 8FL SP913384 | N/A |  |  |  | Yes | [13 empty] | Deferred
2 | BARUGH | T-4 | Capacity Auction | 2021 | Reliance Energy Limited |  | Barugh |  | 07834863560 | info@relianceenergy.eu | Distribution | Non CMRS | New Build Generating CMU | Gas | OCGT and Reciprocating Engines (Fuel Type - Gas) |  | Conditionally Prequalified | Opt-In |  | 15 |  | Yes |  |  | 189620 | Yes | 20 |  |  | 18.962 |  |  |  | 18.962 |  |  | The CMU Component will be made up of gas fired engines. Wordsworth Crushing Limited, Whaley Road, Barugh, Barnsley S75 1FJ SE 321 083 | N/A |  |  |  | Yes | [13 empty] | Deferred
1 | BBBS11 | T-4 | Capacity Auction | 2021 | GridReserve Ltd |  | Byers Brae Battery Storage Facility |  | 02082399917 | info@gridcodepower.com | Distribution | Non CMRS | New Build Generating CMU | Storage - Battery | Storage | Yes | Conditionally Prequalified | Opt-In |  | 15 |  | Yes | Yes |  | 287370 | Yes | 29.9 |  |  | 28.737 |  |  |  | 28.737 |  |  | The facility consists of a lithium Ion battery storage system capable of importing, storing and exporting electricity. It connects to SPEN’s 33kV distribution network at 33kV Land to north of SPEN Drumcross GSP, Byers Brae, Bathgate EH54 8TB. See map. NT 008 693 | N/A |  |  |  | Yes | [13 empty] | Deferred
2 | BBBS16 | T-4 | Capacity Auction | 2021 | SpectrumReserve Ltd |  | Bonnybridge Battery Storage Facility |  | 02082399917 | info@gridcodepower.com | Distribution | Non CMRS | New Build Generating CMU | Storage - Battery | Storage | Yes | Conditionally Prequalified | Opt-In |  | 15 |  | Yes | Yes |  | 287370 | Yes | 29.9 |  |  | 28.737 |  |  |  | 28.737 |  |  | The facility consists of a lithium Ion battery storage system capable of importing, storing and exporting electricity. It connects to SPEN’s 33kV distribution network at 33kV Land to north (see map) of A803 adjacent to SPEN Bonnybridge Depot FK4 1BD NS 839 808 | N/A |  |  |  | Yes | [13 empty] | Deferred
1 | BBW01B | T-4 | Capacity Auction | 2021 | ORSTED BURBO (UK) LIMITED |  | Burbo Battery | DONG Energy Wind Power A/S | 02078115200 | info@dongenergy.com | Distribution | CMRS | New Build Generating CMU | Storage - Battery | Storage | Yes | Conditionally Prequalified | Opt-In |  | 15 |  | Yes | Yes |  | 19220 |  | 2 |  |  | 1.922 |  |  |  | 1.922 |  |  | The Burbo Bank battery is a 2MW/2MWh Battery located near the Burbo Bank offshore wind farm, and near Scottish Power Energy Network's Wallasey substation. Breck Road, Wallasey, Liverpool SJ 299 912 | N/A |  |  |  | Yes | [13 empty] | Deferred
2 | BEN002 | T-4 | Capacity Auction | 2021 | APEX ENERGY LTD |  | Gas Generation Bentinck |  | 0207630434 | michaelh@downing.co.uk | Distribution | Non CMRS | New Build Generating CMU | Gas | OCGT and Reciprocating Engines (Fuel Type - Gas) |  | Conditionally Prequalified | Opt-In |  | 15 |  | Yes | Yes |  | 113770 |  | 12 |  |  | 11.377 |  |  |  | 11.377 |  |  | Reciprocating gas engines running on natural gas Mill Lane, Kirkby in Ashfield, Nottinghamshire, NG17 9LJ SK490551 | N/A |  |  |  | Yes | [13 empty] | Deferred
1 | BGBSCM | T-4 | Capacity Auction | 2021 | Ecotricity (Next Generation) Limited |  | Berkeley Green Battery Storage | Ecotricity Group Ltd | 01453756111 | info@ecotricity.co.uk | Distribution | Non CMRS | New Build Generating CMU | Storage - Battery | Storage | Yes | Conditionally Prequalified | Opt-In |  | 15 |  | Yes | Yes |  | 278720 | Yes | 29 |  |  | 27.872 |  |  |  | 28.833 |  |  | This CMU is formed of a battery bank and PCS capable of providing 30MW of power. The system is connected via switch gear and a transformer to the distribution network in WPD's West Midland region. Severn Way, Berkeley GL13 9TN ST 659 992 | N/A |  |  |  | Yes | [13 empty] | Deferred
2 | BHRLH3 | T-4 | Capacity Auction | 2021 | Veolia UK Limited |  | Royal Liverpool & Broadgreen Hospitals | VEOLIA ENVIRONNEMENT SA | 02078125000 | uk.capacitymarket@veolia.com | Distribution | Non CMRS | Existing Generating CMU | Gas | CHP and autogeneration |  | Prequalified | Opt-In |  | 1 |  |  |  |  | 0 |  | 7.065 |  |  | 6.358 |  |  |  | 6.548 |  |  | 1 x Gas reciprocating engine with a total rated gross power capacity of 2.185 MW and a net power capacity of 2.166 MW after taking into account generator auxiliary load. Broadgreen Hospital, Thomas Drive, Liverpool L14 3LB SJ 403 909 | N/A |  |  |  | Yes | [13 empty] | Deferred
X | BHRLH3-Component |  |  |  | Veolia UK Limited | [9 empty] | CHP and autogeneration | [21 empty] | 2 x Gas reciprocating engines with a total rated gross power capacity of 5.300 MW and a net power capacity of 5.109 MW after taking into account generator auxiliary load. Royal Liverpool University Hospital, Prescott Street, Liverpool L7 8XP SJ 359 907
1 | BilBPL | T-4 | Capacity Auction | 2021 | Bilsthorpe Bio Power Limited |  | Bilsthorpe Bio Power Limited | CoGen Limited | 01782384898 | info@cogenuk.com | Distribution | Non CMRS | New Build Generating CMU | Waste | Coal/biomass |  | Conditionally Prequalified | Opt-In |  | 15 |  | Yes |  |  | 212030 | Yes | 24.21 |  |  | 21.203 |  |  |  | 24.085 |  |  | Energy from Waste plant Bilsthorpe Business Park, Off Eakring Road, Bilsthorpe, NG22 8ST SK653614 | N/A |  |  |  | Yes | [13 empty] | Deferred
2 | Biody3 | T-4 | Capacity Auction | 2021 | Bio Dynamic Power Limited |  | Biodyn3 |  | 01159879431 | maxwell@biodynamicuk.com | Distribution | Non CMRS | New Build Generating CMU | Gas | OCGT and Reciprocating Engines (Fuel Type - Gas) |  | Conditionally Prequalified | Opt-In |  | 15 |  | Yes | Yes |  | 189620 | Yes | 20 |  |  | 18.962 |  |  |  | 18.962 |  |  | A New Build 20MW Gas Fuelled Generating Station. Private Road Number 4, Colwick Industrial Estate, Nottingham, NG4 2JT SK 634 397 | N/A |  |  |  | Yes | [13 empty] | Deferred
1 | BISH01 | T-4 | Capacity Auction | 2021 | RYDBERG DEVELOPMENT COMPANY LIMITED |  | BISH01 | Hartree Partners Power Holdings (UK) Limited | 02072017134 | londonpoweroperations@hplp.com | Distribution | Non CMRS | New Build Generating CMU | Gas | OCGT and Reciprocating Engines (Fuel Type - Gas) |  | Conditionally Prequalified | Opt-In |  | 15 |  | Yes | Yes |  | 37920 | Yes | 4 |  |  | 3.792 |  |  |  | 3.792 |  |  | New build power station comprised of multiple reciprocating engines. Watling Rd, Bishop Auckland DL14 9AS NZ 203 273 | N/A |  |  |  | Yes | [13 empty] | Deferred
2 | Bisp01 | T-4 | Capacity Auction | 2021 | CS14 Limited |  | Bispham | Clearstone Energy Limited | 02038686600 | info@clearstoneenergy.com | Distribution | Non CMRS | New Build Generating CMU | Gas | OCGT and Reciprocating Engines (Fuel Type - Gas) |  | Conditionally Prequalified | Opt-In |  | 15 |  | Yes | Yes |  | 189620 |  | 20 |  |  | 18.962 |  |  |  | 18.962 |  |  | The proposed power plant would consist of a number new highly efficient gas fired generating units plus ancillary equipment. Each genset is based on advanced reciprocating engine technology. FORMER FYLDE COAST ICE ARENA, BRISTOL AVENUE, FY2 0JF SD 322 396 | n/a |  |  |  | Yes | [13 empty] | Deferred
1 | BKERP1 | T-4 | Capacity Auction | 2021 | Barr Environmental Limited |  | Barr Killoch ERF | McLaughlin & Harvey Construction Limited | 01290700800 | enquiries@barr.co.uk | Distribution | Non CMRS | New Build Generating CMU | Waste | Coal/biomass |  | Conditionally Prequalified | Opt-In |  | 15 |  | Yes | Yes |  | 67870 |  | 7.75 |  |  | 6.787 |  |  |  | 6.787 |  |  | Energy from waste plant, the main components being a waste combustion section, heat recovery boiler, emissions clean-up unit and steam turbine/generator for the production of electricity Killoch, Ochiltree, Cumnock, KA18 2RL NS 477 203 | N/A |  |  |  | Yes | [13 empty] | Deferred
2 | BLACK1 | T-4 | Capacity Auction | 2021 | BLACKDYKE BATTERY STORAGE LIMITED |  | Blackdyke Storage | Low Carbon Storage Investment Company Limited | 02074090700 | enquiries@lowcarbon.com | Distribution | Non CMRS | New Build Generating CMU | Storage - Battery | Storage | Yes | Conditionally Prequalified | Opt-In |  | 15 |  | Yes | Yes |  | 479590 | Yes | 49.9 |  |  | 47.959 |  |  |  | 47.959 |  |  | Lithium Ion battery storage system capable of importing, storing and exporting electricity. Land South of Blackdyke Farm, Todhills, Blackford, CA6 4EZ NY 382 615 | N/A |  |  |  | Yes | [13 empty] | Deferred
1 | BOST01 | T-4 | Capacity Auction | 2021 | Less Waste Limited |  | Boston Nursery Road Energy Storage |  | 01775720930 | matthew.hicks@inchoo.org.uk | Distribution | Non CMRS | New Build Generating CMU | Storage - Battery | Storage | Yes | Conditionally Prequalified | Opt-In |  | 15 |  | Yes | Yes |  | 96110 | Yes | 10 |  |  | 9.611 |  |  |  | 9.611 |  |  | Energy storage system providing capacity market, dynamic FFR and other balancing services. Land off Battery Lane Marsh Lane Boston PE21 7SU TF338426 | N/A |  |  |  | Yes | [13 empty] | Deferred
2 | BOST02 | T-4 | Capacity Auction | 2021 | Less Waste Limited |  | Boston Lealand Way Energy Storage |  | 01775720930 | matthew.hicks@inchoo.org.uk | Distribution | Non CMRS | New Build Generating CMU | Storage - Battery | Storage | Yes | Conditionally Prequalified | Opt-In |  | 15 |  | Yes | Yes |  | 96110 | Yes | 10 |  |  | 9.611 |  |  |  | 9.611 |  |  | Energy storage system providing capacity market, dynamic FFR and other balancing services. Land off Lealand Way Boston PE21 7SW TF337427 | N/A |  |  |  | Yes | [13 empty] | Deferred
1 | BOTLE1 | T-4 | Capacity Auction | 2021 | BALANCE POWER PROJECTS LIMITED |  | BOTLE1 |  | 01519580431 | enquiries@balancepower.co.uk | Distribution | Non CMRS | New Build Generating CMU | Gas | OCGT and Reciprocating Engines |  | Conditionally Prequalified | Opt-In |  | 15 |  | Yes | Yes |  | 199100 | Yes | 21 |  |  | 19.91 |  |  |  | 19.91 |  |  | New build power station comprised of multiple reciprocating engines Botley Road, Romsey, Southampton, SO51 9DF SU 380 206 | N/A |  |  |  | Yes | [13 empty] | Deferred
2 | BOTLL1 | T-4 | Capacity Auction | 2021 | ABBEY HEAT AND POWER CO LIMITED |  | AHAP1 |  | 01780480700 | alex.duce@benchmarkproperties.co.uk | Distribution | Non CMRS | New Build Generating CMU | Storage - Battery | Storage | Yes | Rejected | Opt-In |  | 15 |  |  |  |  | 0 |  | 11 |  |  | 10.572 |  |  |  | 10.572 |  |  | 11MW of 60 minute frequency response, battery storage Bootle Data Centre, Bridle Road, Bootle, L30 1PH 358976 | N/A |  |  |  | Yes | [13 empty] | Deferred
1 | BOTLL2 | T-4 | Capacity Auction | 2021 | ABBEY HEAT AND POWER CO LIMITED |  | AHAP1 |  | 01780480700 | alex.duce@benchmarkproperties.co.uk | Distribution | Non CMRS | Existing Generating CMU | Diesel | OCGT and Reciprocating Engines |  | Rejected | Opt-In |  | 1 |  |  |  |  | 0 |  | 2.8 |  |  | 2.655 |  |  |  | 2.655 |  |  | two 1.4MW caterpillar generators Bootle Data Centre, Bridle Road, Bootle, L30 1PH 358976 | 1300060695580 |  |  |  | Yes | [13 empty] | Deferred
2 | BREH17 | T-4 | Capacity Auction | 2021 | P3P Energy Management Limited |  | Europa Energy Centre | P3P MANAGEMENT HOLDINGS LIMITED | 02036676200 | invoices@p3ppartners.com | Distribution | Non CMRS | Existing Generating CMU | Gas | CHP and autogeneration |  | Prequalified | Opt-In |  | 1 |  |  |  |  | 0 |  | 14.828 |  |  | 13.346 |  |  |  | 13.5 |  |  | The CMU component BREH01 consists of one CHP engine supplying heat, CO2 and power to the on site Nursery. Europa Energy Centre, Hills Court Road, Ash, Kent, CT3 2AP TR297591 | 1900090978875 |  |  |  | No | No | Yes | Metering Option (a) | No |  |  | No | [6 empty] | No
X | BREH17-Component |  |  |  | P3P Energy Management Limited | [9 empty] | CHP and autogeneration | [21 empty] | The CMU component BREH02 consists of one CHP engine supplying heat, CO2 and power to the on-site Nursery. Europa Energy Centre, Hills Court Road, Ash, Kent, CT3 2AP TR297591
1 | BRES20 | T-4 | Capacity Auction | 2021 | UK Energy Storage Services Limited |  | Broxburn Energy Storage | European Storage Investments Group Limited | 01923299200 | edward.kenney-herbert@res-group.com | Distribution | CMRS | New Build Generating CMU | Storage - Battery | Storage | Yes | Conditionally Prequalified | Opt-In |  | 15 |  | Yes |  |  | 192220 |  | 20 |  |  | 19.222 |  |  |  | 19.222 |  |  | New build battery Land at Lookabootye Broxburn West Lothian EH52 5PD NT 091 705 | N/A |  |  |  | Yes | [13 empty] | Deferred
2 | BRIDG1 | T-4 | Capacity Auction | 2021 | Bridgwater Resource Recovery Limited |  | BRIDG1 |  | 01823490260 | info@b-rrf.com | Distribution | Non CMRS | New Build Generating CMU | Waste | CHP and autogeneration |  | Conditionally Prequalified | Opt-In |  | 15 |  | Yes | Yes |  | 69750 | Yes | 7.75 |  |  | 6.975 |  |  |  | 6.975 |  |  | An energy from waste development situated on Showground Road, Bridgwater with an export capacity of 7.75 MWe Showground Road, Bridgwater, TA6 6AJ ST 309 350 | N/A |  |  |  | Yes | [13 empty] | Deferred
1 | BRIST1 | T-4 | Capacity Auction | 2021 | Rolls-Royce Power Development Limited |  | Bristol Energy |  | 01173257001 | Michael.Strutt@Rolls-Royce.com | Distribution | Non CMRS | Existing Generating CMU | Gas | OCGT and Reciprocating Engines |  | Prequalified | Opt-In |  | 1 |  |  |  |  | 0 |  | 42.973 |  |  | 40.743 |  |  |  | 42.665 |  |  | The auxiliary load is minimal (1MW) and have been removed from the metering assessment when calculating the maximum generating output A38 Gloucester Road, Filton, Bristol, South Gloucestershire, BS34 7QE ST608809 | 2200032050436 |  |  |  | No | No | Yes | Metering Option (a) | No |  |  | No | [6 empty] | No
2 | Brit17 | T-4 | Capacity Auction | 2021 | BRITNED DEVELOPMENT LIMITED |  | BritNed Interconnector | NATIONAL GRID INTERCONNECTOR HOLDINGS LIMITED | 01926656259 | britned.info@britned.com | Transmission | CMRS | Existing Interconnector CMU | Interconnector | BritNED (Netherlands) |  | Prequalified | Opt-In |  | 1 |  |  |  |  | 0 |  | 1320 |  |  | 1003.2 |  |  |  | 1003.2 |  |  | BritNed is a 1320MW (TEC) electricity interconnector connecting the electricity transmission systems in the Netherlands and GB. TQ 888 748 | 7231 | [17 empty] | Deferred
1 | BROA21 | T-4 | Capacity Auction | 2021 | Harmony BD Limited |  | BROADDITCH |  | 01423799109 | peter.kavanagh@harmonyenergy.co.uk | Distribution | Non CMRS | New Build Generating CMU | Storage - Battery | Storage | Yes | Conditionally Prequalified | Opt-In |  | 15 |  | Yes | Yes |  | 105720 | Yes | 11 |  |  | 10.572 |  |  |  | 10.572 |  |  | A new build 11MW battery storage system Land at Broadditch Farm, New Barn Road, Southfleet, DA13 9PU TQ 618 709 | N/A |  |  |  | Yes | [13 empty] | Deferred
2 | BRUN01 | T-4 | Capacity Auction | 2021 | RYDBERG DEVELOPMENT COMPANY LIMITED |  | BRUN01 | Hartree Partners Power Holdings (UK) Limited | 02072017134 | londonpoweroperations@hplp.com | Distribution | Non CMRS | New Build Generating CMU | Gas | OCGT and Reciprocating Engines (Fuel Type - Gas) |  | Conditionally Prequalified | Opt-In |  | 15 |  | Yes | Yes |  | 56890 | Yes | 6 |  |  | 5.689 |  |  |  | 5.689 |  |  | New build power station comprised of multiple reciprocating engines. Unit 21, West End Industrial Estate, Bruntcliffe Road, Morley, Leeds LS27 0LQ SE 250 273 | N/A |  |  |  | Yes | [13 empty] | Deferred
1 | BS0005 | T-4 | Capacity Auction | 2021 | SOUTH WEST GRID STORAGE TWO LTD |  | Iron Acton Battery Storage Facility | Aura Power Storage Solutions Ltd | 01172141870 | rob.moore@aurapower.co.uk | Distribution | Non CMRS | New Build Generating CMU | Storage - Battery | Storage | Yes | Conditionally Prequalified | Opt-In |  | 15 |  | Yes |  |  | 479590 | Yes | 49.9 |  |  | 47.959 |  |  |  | 47.959 |  |  | The CMU component at the Iron Acton Battery Storage Facility will be an energy storage system comprised of batteries and will have import and export capacity of 49.9MW each. Land on the south east side of Lark's Lane, Latteridge, Iron Acton, BS37 9TX ST 669 854 | N/A |  |  |  | Yes | [13 empty] | Deferred
2 | BS0006 | T-4 | Capacity Auction | 2021 | Aura Power Storage Solutions Ltd |  | Feeder Road Battery Storage Facility |  | 01172141870 | rob.moore@aurapower.co.uk | Distribution | Non CMRS | New Build Generating CMU | Storage - Battery | Storage | Yes | Conditionally Prequalified | Opt-In |  | 15 |  | Yes | Yes |  | 192220 | Yes | 20 |  |  | 19.222 |  |  |  | 19.222 |  |  | The CMU component at the Feeder Road Battery Storage Facility will be an energy storage system comprised of batteries and will have import and export capacity of 20.000MW each. Land in the vicinity of Feeder Road, to the east of Phillip Street, Bristol BS2 0TH, UK ST 607 723 | N/A |  |  |  | Yes | [13 empty] | Deferred
1 | BS0010 | T-4 | Capacity Auction | 2021 | WEST MIDLANDS GRID STORAGE ONE LTD |  | Ipsley Battery Storage Facility | RNA-Energy Ltd | 07426515843 | info@rna-energy.com | Distribution | Non CMRS | New Build Generating CMU | Storage - Battery | Storage | Yes | Conditionally Prequalified | Opt-In |  | 15 |  | Yes |  |  | 38440 |  | 4 |  |  | 3.844 |  |  |  | 3.844 |  |  | The CMU component at the Ipsley Battery Storage Facility will be an energy storage system comprised of batteries and will have import and export capacity of 4MW each. Land to the west of Old Forge Dr, Redditch B98 7SY, UK SP 062 657 | N/A |  |  |  | Yes | [13 empty] | Deferred
2 | BS0017 | T-4 | Capacity Auction | 2021 | NORTH EAST GRID STORAGE TWO LTD |  | Bransholme Facility | Aura Power Storage Solutions Ltd | 01172141870 | rob.moore@aurapower.co.uk | Distribution | Non CMRS | New Build Generating CMU | Gas | OCGT and Reciprocating Engines (Fuel Type - Gas) |  | Conditionally Prequalified | Opt-In |  | 15 |  | Yes | Yes |  | 189620 | Yes | 20 |  |  | 18.962 |  |  |  | 18.962 |  |  | The CMU component at the Bransholme Facility will be a capacity market and load balancing facility comprised of gas turbines and will have export capacity of 20.000MW. Land to the North of Bransholme Rd, Hull HU7 4YP, UK TA 115 351 | N/A |  |  |  | Yes | [13 empty] | Deferred
1 | BS0029 | T-4 | Capacity Auction | 2021 | NORTH EAST GRID STORAGE ONE LTD |  | Saltend Battery Storage Facility | Aura Power Storage Solutions Ltd | 01172141870 | rob.moore@aurapower.co.uk | Distribution | Non CMRS | New Build Generating CMU | Storage - Battery | Storage | Yes | Conditionally Prequalified | Opt-In |  | 15 |  | Yes |  |  | 192220 |  | 20 |  |  | 19.222 |  |  |  | 19.222 |  |  | The CMU component at the Saltend Battery Storage Facility will be an energy storage system comprised of batteries and will have import and export capacity of 20.000MW each. Land off Tower House Lane, Saltend, Hull, UK, HU12 8EE TA 159 292 | N/A |  |  |  | Yes | [13 empty] | Deferred
2 | BS0040 | T-4 | Capacity Auction | 2021 | Aura Power Storage Solutions Ltd |  | Burwell Battery Storage Facility |  | 01172141870 | rob.moore@aurapower.co.uk | Distribution | Non CMRS | New Build Generating CMU | Storage - Battery | Storage | Yes | Conditionally Prequalified | Opt-In |  | 15 |  | Yes | Yes |  | 479590 | Yes | 49.9 |  |  | 47.959 |  |  |  | 47.959 |  |  | The CMU component at the Burwell Battery Storage Facility will be an energy storage system comprised of batteries and will have import and export capacity of 49.900MW each. Land to the East of Weirs Drove, Burwell, Cambridge, CB25 0BP, UK TL 582 669 | N/A |  |  |  | Yes | [13 empty] | Deferred
1 | BS0300 | T-4 | Capacity Auction | 2021 | SOUTH EAST GRID STORAGE TWO LTD |  | Rayleigh Battery Storage Facility | Aura Power Storage Solutions Limited | 01172141870 | rob.moore@aurapower.co.uk | Distribution | Non CMRS | New Build Generating CMU | Storage - Battery | Storage | Yes | Conditionally Prequalified | Opt-In |  | 15 |  | Yes |  |  | 103800 | Yes | 10.8 |  |  | 10.38 |  |  |  | 10.38 |  |  | The CMU component at the Rayleigh Battery Storage Facility will be an energy storage system comprised of batteries and will have import and export capacity of 10.800MW each. Land to the North of Great Wheatley Road, Rayleigh, SS6 7AR TQ 795 906 | N/A |  |  |  | Yes | [13 empty] | Deferred
2 | BSBU18 | T-4 | Capacity Auction | 2021 | British Sugar plc |  | Bury St Edmunds CHP | Associated British Foods PLC | 01733422471 | Bsprocurementhelpdesk@britishsugar.com | Distribution | Non CMRS | Existing Generating CMU | Gas | CHP and autogeneration |  | Prequalified | Opt-In |  | 1 |  |  |  |  | 0 |  | 61.167 |  |  | 55.05 |  |  |  | 56.7 |  |  | The CMU is a gas fired CCGT CHP Bury St Edmunds Sugar Factory British Sugar plc Hollow Road Bury St Edmunds IP32 7BB TL861654 | 1023485782546 |  |  |  | No | No | Yes | Metering Option (a) | No |  |  | No | [6 empty] | No
1 | BSWI18 | T-4 | Capacity Auction | 2021 | British Sugar plc |  | Wissington CHP | Associated British Foods PLC | 01733422471 | Bsprocurementhelpdesk@britishsugar.com | Distribution | Non CMRS | Existing Generating CMU | Gas | CHP and autogeneration |  | Prequalified | Opt-In |  | 1 |  |  |  |  | 0 |  | 46 |  |  | 41.4 |  |  |  | 41.4 |  |  | The CMU is a gas fired CCGT CHP Wissington Sugar Factory British Sugar plc College Road Wissington King's Lynn PE33 9QG TL659976 | 1023470427970 |  |  |  | No | No | Yes | Metering Option (a) | No |  |  | No | [6 empty] | No
2 | BUC001 | T-4 | Capacity Auction | 2021 | Gas Generation Buckland Road Limited |  | Gas Generation Buckland Road 1 |  | 01778300888 | enquiries@larkpower.co.uk | Distribution | Non CMRS | New Build Generating CMU | Gas | OCGT and Reciprocating Engines (Fuel Type - Gas) |  | Conditionally Prequalified | Opt-In |  | 15 |  | Yes | Yes |  | 189620 | Yes | 20 |  |  | 18.962 |  |  |  | 18.962 |  |  | 10 gas reciprocating engines used for power generation, with associated infrastructure. LAND AT 54 BUCKLAND ROAD, PEN MILL TRADING ESTATE, YEOVIL, BA21 5HA ST 576 168 | N/A |  |  |  | Yes | [13 empty] | Deferred
1 | BUDDSP | T-4 | Capacity Auction | 2021 | AMP Energy Services Limited |  | Budd's Power | Aggregated Micro Power Limited | 02073827800 | capacity.market@ampplc.co.uk | Distribution | Non CMRS | New Build Generating CMU | Gas | OCGT and Reciprocating Engines (Fuel Type - Gas) |  | Conditionally Prequalified | Opt-In |  | 15 |  | Yes | Yes |  | 189620 | Yes | 20 |  |  | 18.962 |  |  |  | 18.962 |  |  | A generating station consisting of multiple reciprocating engines and alternators located on a single site Budds Plantation Paices Hill Aldermaston RG7 4PJ SU 584 634 | N/A |  |  |  | Yes | [13 empty] | Deferred
2 | BUMP21 | T-4 | Capacity Auction | 2021 | Harmony BF Limited |  | BUMPERS |  | 01423799109 | peter.kavanagh@harmonyenergy.co.uk | Distribution | Non CMRS | New Build Generating CMU | Storage - Battery | Storage | Yes | Conditionally Prequalified | Opt-In |  | 15 |  | Yes | Yes |  | 475740 | Yes | 49.5 |  |  | 47.574 |  |  |  | 47.574 |  |  | A new build 49.5MW battery energy storage system Land at Bumpers Farm, Ilmer, Buckinghamshire, HP27 9RE SP 767 060 | N/A |  |  |  | Yes | [13 empty] | Deferred
1 | BUR002 | T-4 | Capacity Auction | 2021 | GAS GENERATION BURNLEY LIMITED |  | Gas Generation Burnley 2 |  | 01778300888 | enquiries@larkpower.co.uk | Distribution | Non CMRS | New Build Generating CMU | Gas | OCGT and Reciprocating Engines (Fuel Type - Gas) |  | Rejected | Opt-In |  | 15 |  |  |  |  | 0 |  | 6 |  |  | 5.689 |  |  |  | 5.689 |  |  | 3 x 2MW gas reciprocating engines used for power generation, with associated infrastructure The Yard, Holme Road, Stoney Holme, Burnley SD 835 334 | N/A |  |  |  | Yes | [13 empty] | Deferred
2 | BURG21 | T-4 | Capacity Auction | 2021 | SSEPG (Operations) Limited |  | Burghfield | SSE Generation Limited | 01738457343 | CMSecondaryTrading@sse.com | Distribution | Non CMRS | Existing Generating CMU | Gas | OCGT and Reciprocating Engines (Fuel Type - Gas) |  | Prequalified | Opt-In |  | 1 |  |  |  |  | 0 |  | 47.04 |  |  | 44.599 |  |  |  | 44.599 |  |  | 1 x OCGT Burghfield Mini Power Plant, Cottage Lane, Pingewood, Reading, RG30 3UW SU694705 | 2000050928886 |  |  |  | No | No | Yes | Metering Option (a) | No |  |  | No | [6 empty] | No
1 | BURY03 | T-4 | Capacity Auction | 2021 | Bury Power Limited |  | Bury Power | Kabardin Limited | 02920547206 | matthew.tucker@welshpower.com | Distribution | Non CMRS | New Build Generating CMU | Gas | OCGT and Reciprocating Engines (Fuel Type - Gas) |  | Conditionally Prequalified | Opt-In |  | 15 |  | Yes | Yes |  | 187720 | Yes | 19.8 |  |  | 18.772 |  |  |  | 18.962 |  |  | 20 MW power plant comprising 10 x 2MW gas reciprocating engines. Power plant will be connected to the local distribution network and local gas network. Chamberhall Street Bury Lancashire BL9 0JU SD 802 115 | N/A |  |  |  | Yes | [13 empty] | Deferred
2 | BY4002 | T-4 | Capacity Auction | 2021 | Goldenbell Power Ltd |  | Larks Lane A |  | 01675437777 | desk@greenfrogpower.co.uk | Distribution | CMRS | New Build Generating CMU | Gas | OCGT and Reciprocating Engines (Fuel Type - Gas) |  | Conditionally Prequalified | Opt-In |  | 15 |  | Yes | Yes |  | 185830 | Yes | 19.6 |  |  | 18.583 |  |  |  | 18.583 |  |  | Gas fired reciprocating engines. Lark's Lane, Iron Acton, BS37 9TX ST 669 853 | N/A |  |  |  | Yes | [13 empty] | Deferred
1 | BY4003 | T-4 | Capacity Auction | 2021 | Goldenbell Power Ltd |  | Larks Lane B |  | 01675437777 | desk@greenfrogpower.co.uk | Distribution | CMRS | New Build Generating CMU | Gas | OCGT and Reciprocating Engines (Fuel Type - Gas) |  | Conditionally Prequalified | Opt-In |  | 15 |  | Yes | Yes |  | 185830 | Yes | 19.6 |  |  | 18.583 |  |  |  | 18.583 |  |  | Gas fired reciprocating engines. Lark's Lane, Iron Acton, BS37 9TX ST 669 853 | N/A |  |  |  | Yes | [13 empty] | Deferred
2 | CarBPL | T-4 | Capacity Auction | 2021 | Cardiff Bio Power Limited |  | Cardiff Bio Power Limited |  | 01782384898 | info@cogenuk.com | Distribution | Non CMRS | New Build Generating CMU | Waste | Coal/biomass |  | Conditionally Prequalified | Opt-In |  | 15 |  | Yes | Yes |  | 157640 | Yes | 18 |  |  | 15.764 |  |  |  | 15.764 |  |  | Energy From Waste facility Newlands Road Wentloog Cardiff CF3 2EF ST236794 | N/A |  |  |  | Yes | [13 empty] | Deferred
1 | CarGe2 | T-4 | Capacity Auction | 2021 | Cargill PLC |  | Cargill Manch Generation |  | 01618863404 | peter_ashley@cargill.com | Distribution | Non CMRS | Existing Generating CMU | Gas | CHP and autogeneration |  | Prequalified | Opt-In |  | 1 |  |  |  |  | 0 |  | 27.828 |  |  | 25.046 |  |  |  | 25.11 |  |  | Siemens SGT200 Based CHP Cargill PLC, Trafford Park, M17 1PA SJ 783 979 | N/A |  |  |  | No | No | No | Metering Option (b) | No | Yes | Performance monitoring of the gas turbines and Annual CHPQA data gathering |  |  | Yes |  | Metering Installed to COP3 and COP5 Standard as required by the Auction Guidelines | Yes |  | Yes
X | CarGe2-Component |  |  |  | Cargill PLC | [9 empty] | CHP and autogeneration | [21 empty] | Siemens SGT200 based CHP Cargill PLC, Trafford Park, Manchester, M17 1PA SJ 783 979
X | CarGe2-Component |  |  |  | Cargill PLC | [9 empty] | CHP and autogeneration | [21 empty] | Solar T70 Based CHP System Cargill PLC, Trafford Park, Manchester, M17 1PA SJ 782 979
X | CarGe2-Component |  |  |  | Cargill PLC | [9 empty] | CHP and autogeneration | [21 empty] | Solar T70 based CHP system Cargill PLC, Trafford Park, Manchester, M17 1PA SJ 782 979
2 | CARLT1 | T-4 | Capacity Auction | 2021 | Carlton Forest Group LLP |  | CARLT1 |  | 01909735952 | Kerry.Neath@carltonforestgroup.com | Distribution | Non CMRS | New Build Generating CMU | Gas | OCGT and Reciprocating Engines |  | Conditionally Prequalified | Opt-In |  | 15 |  | Yes | Yes |  | 94810 | Yes | 10 |  |  | 9.481 |  |  |  | 9.481 |  |  | A New Build 10MW Fuelled Generating Station. Carlton Forest, Blyth Road, Worksop, S81 0TP SK 599 821 | N/A |  |  |  | Yes | [13 empty] | Deferred
1 | CARLT2 | T-4 | Capacity Auction | 2021 | Carlton Forest Group LLP |  | CARLT2 |  | 01909735952 | Kerry.Neath@carltonforestgroup.com | Distribution | Non CMRS | New Build Generating CMU | Gas | OCGT and Reciprocating Engines |  | Conditionally Prequalified | Opt-In |  | 15 |  | Yes | Yes |  | 75850 | Yes | 8 |  |  | 7.585 |  |  |  | 7.585 |  |  | A New Build 8MW Fuelled Generating Station. Carlton Forest, Blyth Road, Worksop, S81 0TP SK 600 821 | N/A |  |  |  | Yes | [13 empty] | Deferred
2 | CARLT3 | T-4 | Capacity Auction | 2021 | Carlton Forest Group LLP |  | CARLT3 |  | 01909735952 | Kerry.Neath@carltonforestgroup.com | Distribution | Non CMRS | New Build Generating CMU | Bio-fuel | CHP and autogeneration |  | Conditionally Prequalified | Opt-In |  | 15 |  | Yes | Yes |  | 72000 | Yes | 8 |  |  | 7.2 |  |  |  | 7.2 |  |  | A New Build 8MW ACT generating station using a closed loop steam system. Carlton Forest, Blyth Road, Worksop, S81 0TP SK 600 821 | N/A |  |  |  | Yes | [13 empty] | Deferred
1 | CARRI1 | T-4 | Capacity Auction | 2021 | Carrington Power Limited | ESB Independent Generation Trading Limited | Carrington_1 | ESB Electricity Supply Board | 0035317026540 | portfoliomanagement1@esb.ie | Transmission | CMRS | Existing Generating CMU | Gas | CCGT |  | Prequalified | Opt-In |  | 1 |  |  |  |  | 0 |  | 458.267 |  |  | 405.75 |  |  |  | 412.44 |  |  | The CMU component is a combined cycle gas turbine Carrington Power Station 132 Manchester Road Carrington Manchester M31 4AY United Kingdom SJ 728 933 | 7290 |  |  |  | Yes | [13 empty] | Deferred
2 | CARRI2 | T-4 | Capacity Auction | 2021 | Carrington Power Limited | ESB Independent Generation Trading Limited | Carrington_2 | ESB Electricity Supply Board | 0035317026540 | portfoliomanagement1@esb.ie | Transmission | CMRS | Existing Generating CMU | Gas | CCGT |  | Prequalified | Opt-In |  | 1 |  |  |  |  | 0 |  | 456.8 |  |  | 411.12 |  |  |  | 411.12 |  |  | The CMU component is a combined cycle gas turbine Carrington Power Station 132 Manchester Road Carrington Manchester M31 4AY United Kingdom SJ 728 933 | 7290 |  |  |  | Yes | [13 empty] | Deferred
1 | CARRI3 | T-4 | Capacity Auction | 2021 | Carrington Power Limited | ESB Independent Generation Trading Limited | Carrington Unit 3 | ESB Electricity Supply Board | 0035317026540 | portfoliomanagement1@esb.ie | Distribution | Non CMRS | New Build Generating CMU | Gas | OCGT and Reciprocating Engines (Fuel Type - Gas) |  | Conditionally Prequalified | Opt-In |  | 15 |  | Yes | Yes |  | 284430 | Yes | 30 |  |  | 28.443 |  |  |  | 28.443 |  |  | This CMU (CARRI3) will be formed of multiple gas reciprocating units controlled centrally & exporting to the Distribution system. Carrington Power Station 132 Manchester Road Carrington Manchester M31 4AY United Kingdom SJ 728 933 | N/A |  |  |  | Yes | [13 empty] | Deferred
2 | CARvwm | T-4 | Capacity Auction | 2021 | Viridor Waste Management Limited |  | Cardiff ERF | Viridor Waste Limited | 01869879497 | CapacityMarket@viridor.co.uk | Distribution | Non CMRS | Existing Generating CMU | Biomass | Coal/biomass |  | Prequalified | Opt-In |  | 1 |  |  |  |  | 0 |  | 31.43 |  |  | 27.526 |  |  |  | 27.526 |  |  | CARvwm is an Energy Recovery Facility (ERF) which can generate up to 35MW of power, although it is currently constrained by a grid connection of 31.43MW (at export meter point) Trident Park ERF, Glass Avenue, Cardiff, CF24 5EN ST 201 752 | 2100041142381 |  |  |  | No | No | Yes | Metering Option (a) | No |  |  | No | [6 empty] | No
1 | CAS001 | T-4 | Capacity Auction | 2021 | Gas Generation Castlebridge Limited |  | Gas Generation Castlebridge 1 |  | 01778300888 | enquiries@larkpower.co.uk | Distribution | Non CMRS | New Build Generating CMU | Gas | OCGT and Reciprocating Engines (Fuel Type - Gas) |  | Conditionally Prequalified | Opt-In |  | 15 |  | Yes | Yes |  | 274950 | Yes | 29 |  |  | 27.495 |  |  |  | 27.495 |  |  | Gas reciprocating engines used for power generation, with associated infrastructure. Land at Castlebridge Business Park, Alloa, FK10 3PZ NS938925 | N/A |  |  |  | Yes | [13 empty] | Deferred
2 | CASQ17 | T-4 | Capacity Auction | 2021 | P3P Energy Management AE Limited |  | Woodhouse Energy Centre | P3P PARTNERS LLP | 02036676200 | invoices@p3ppartners.com | Distribution | Non CMRS | Existing Generating CMU | Gas | CHP and autogeneration |  | Prequalified | Opt-In |  | 1 |  |  |  |  | 0 |  | 3.215 |  |  | 2.894 |  |  |  | 3.038 |  |  | The CMU component, CASQ17 supplies heat, CO2 and electricity to the onsite nursery and facilities. Woodhouse Energy Centre A. Pearson and Sons’ Nursery Alderley Edge SK9 7UW SJ 833 774 | 1620000370490 |  |  |  | No | No | Yes | Metering Option (a) | No |  |  | No | [6 empty] | No
1 | Caswe1 | T-4 | Capacity Auction | 2021 | HEDDON DEVELOPMENTS LIMITED |  | Caswell House |  |  | john.collier@agr-group.co.uk | Distribution | Non CMRS | New Build Generating CMU | Gas | OCGT and Reciprocating Engines (Fuel Type - Gas) |  | Conditionally Prequalified | Opt-In |  | 15 |  | Yes | Yes |  | 94810 | Yes | 10 |  |  | 9.481 |  |  |  | 9.481 |  |  | Containerised High Speed Gas-fired reciprocating engines with transformers, switchgear and associated control gear with a total connection capacity of 10MW Land as Caswell House, Cavendish Rd Stevenage SG1 2ET UK TL 223 242 | N/A |  |  |  | Yes | [13 empty] | Deferred
2 | Cavrd3 | T-4 | Capacity Auction | 2021 | COGENERATION SOLUTIONS LIMITED |  | Cavendish |  |  | john.collier@agr-group.co.uk | Distribution | Non CMRS | New Build Generating CMU | Gas | OCGT and Reciprocating Engines (Fuel Type - Gas) |  | Conditionally Prequalified | Opt-In |  | 15 |  | Yes | Yes |  | 75850 |  | 8 |  |  | 7.585 |  |  |  | 7.585 |  |  | Containerised High Speed Gas-fired reciprocating engines with transformers, switchgear and associated control gear with a total connection capacity of 8MW. Cavendish Rd Stevenage SG1 2ET UK TL 223 242 | N/A |  |  |  | Yes | [13 empty] | Deferred
1 | CCBS15 | T-4 | Capacity Auction | 2021 | FlexibleGridPower3 Ltd |  | Carbrain Battery Storage Facility |  | 02082399917 | INFO@GRIDCODEPOWER.COM | Distribution | Non CMRS | New Build Generating CMU | Storage - Battery | Storage | Yes | Conditionally Prequalified | Opt-In |  | 15 |  | Yes | Yes |  | 287370 | Yes | 29.9 |  |  | 28.737 |  |  |  | 28.737 |  |  | The facility consists of a lithium ion battery storage system capable of importing, storing and exporting electricity. It connects to SPEN's network at 33kV. Land off Glencryan Road, on Carbrain Industrial Estate, Cumbernauld, G67 2UH NS 769 743 | N/A |  |  |  | Yes | [13 empty] | Deferred
2 | CDCL11 | T-4 | Capacity Auction | 2021 | Uniper Global Commodities SE |  | CDCL11 | Uniper Holding GmbH | 01213294545 | UniperUK.PowerTrading@uniper.energy | Transmission | CMRS | Existing Generating CMU | Gas | CCGT |  | Prequalified | Opt-In |  | 1 |  |  |  |  | 0 |  | 445 |  |  | 400.5 |  |  |  | 400.5 |  |  | Cottam Development Centre (CDC) CCGT single unit station Cottam Development Centre Power Station Cottam Retford DN22 0TF SK810796 | 7068 |  |  |  | No |  |  |  | No | [9 empty] | No
1 | CES006 | T-4 | Capacity Auction | 2021 | East London Energy Limited |  | CELEKY | ENGIE UK Holding (Services) Limited | 02082216530 | Energydept@cofely-gdfsuez.com | Distribution | Non CMRS | Existing Generating CMU | Gas | CHP and autogeneration |  | Prequalified | Opt-In |  | 1 |  |  |  |  | 0 |  | 2.962 |  |  | 2.666 |  |  |  | 2.88 |  |  | Combined Heat and Power Plant Olympic Park London Kings Yard Energy Centre, Carpenters Lane, Stratford, London E15 2DU TQ 373 845 | Export MPAN 1200000000119 Import MPAN Service 1 1200000000146 |  |  |  | No | No | Yes | Metering Option (a) | No |  |  | Yes | The three separate 11kV feeders into the site get aggregated at data level by the data collector to create a single import & export data flow with only a single import and export MPAN | [5 empty] | No
2 | CES007 | T-4 | Capacity Auction | 2021 | East London Energy Limited |  | CELEYSC | ENGIE UK Holding (Services) Limited | 02082216530 | Energydept@cofely-gdfsuez.com | Distribution | Non CMRS | Existing Generating CMU | Gas | CHP and autogeneration |  | Prequalified | Opt-In |  | 1 |  |  |  |  | 0 |  | 5.838 |  |  | 5.254 |  |  |  | 5.254 |  |  | Combined Heat and Power Plant Stratford made up of 2 generators totalling 6.6MW however the generator sizes have been inserted pro rata to achieve the overall CMU capacity of 5.838 MW as per the 3 highest export peaks 100 Montifichet Road, Westfield, Stratford E20 1GR TQ 385 847 | Export MPAN 1200000000094 Import MPAN 1200000000058 |  |  |  | No | No | Yes | Metering Option (a) | No |  |  | Yes | The three separate 11kV feeders into the site get aggregated at data level by the data collector to create a single import & export data flow with only a single import and export MPAN | [5 empty] | No
X | CES007-Component |  |  |  | East London Energy Limited | [9 empty] | CHP and autogeneration | [21 empty] | Combined Heat and Power Plant Stratford made up of 2 generators totalling 6.6MW however the generator sizes have been inserted pro rata to achieve the overall CMU capacity of 5.838 MW as per the 3 highest export peaks 100 Montifichet Road, Westfield, Stratford E20 1GR TQ 385 847
1 | CES104 | T-4 | Capacity Auction | 2021 | Excel District Energy Company Limited |  | EDEC | ENGIE UK Holding (Services) Limited | 02082216530 | Energydept@cofely-gdfsuez.com | Distribution | Non CMRS | Existing Generating CMU | Gas | CHP and autogeneration |  | Rejected | Opt-In |  | 1 |  |  |  |  | 0 |  | 2.52 |  |  | 2.268 |  |  |  | 2.268 |  |  | 1.6MW Combined Heat and Power Engine Excel Energy Centre Warehouse R Royal Victoria Dock Northside London E16 1BA TQ 405 808 | B002400070015 – 01049489 |  |  |  | No | No | No | Metering Option (b) | Yes | No |  |  |  | Yes |  | less than 1.5% | Yes |  | Yes
X | CES104-Component |  |  |  | Excel District Energy Company Limited | [9 empty] | CHP and autogeneration | [21 empty] | 1.2MW Combined Heat and Power Engine Warehouse R Royal Victoria Dock Northside London E16 1BA TQ 405 808
2 | CES108 | T-4 | Capacity Auction | 2021 | Leicester District Energy Company Limited |  | LDEC | ENGIE UK Holding (Services) Limited | 02082216530 | Energydept@cofely-gdfsuez.com | Distribution | Non CMRS | Existing Generating CMU | Gas | CHP and autogeneration |  | Prequalified | Opt-In |  | 1 |  |  |  |  | 0 |  | 4.581 |  |  | 4.123 |  |  |  | 4.123 |  |  | Combined Heat and Power Plant, University of Leicester, generator's capacity 1.600MW Fielding & Johnson Building University Of Leicester University Road LEICESTER Leicestershire LE1 7RH SK 594 030 | Import: 1170000085130 Export: 1170000085140 |  |  |  | No | No | No | Metering Option (b) | No | No |  |  |  | Yes |  | less than 1.5%. The CMU pass the bespoke metering test and was sent to EMR Delivery body (certificate Number 2017/00046) | Yes |  | Yes
X | CES108-Component |  |  |  | Leicester District Energy Company Limited | [9 empty] | CHP and autogeneration | [21 empty] | Combined Heat and Power Plant, University of Leicester, capacity of generator 1.600MW Fielding & Johnson Building University Of Leicester University Road LEICESTER Leicestershire LE1 7RH SK 594 030
X | CES108-Component |  |  |  | Leicester District Energy Company Limited | [9 empty] | CHP and autogeneration | [21 empty] | Combined Heat and Power Plant, St Marks Boiler House, capacity of generator 1.600MW. Although the supplier of the settled hh meter has provided their three peaks, we have used the combined peak of all the component units to determine the capacity of LDEC as a single CMU hence the connected capacity above being consistent with the three peaks of the combined units. St Marks Boilerhouse Donaldson Road LEICESTER Leicestershire LE4 6BF SK 593 057
1 | CES109 | T-4 | Capacity Auction | 2021 | Southampton Geothermal Heating Company Limited |  | SGHC | ENGIE UK Holding (Services) Limited | 02082216530 | Energydept@cofely-gdfsuez.com | Distribution | Non CMRS | Existing Generating CMU | Gas | CHP and autogeneration |  | Prequalified | Opt-In |  | 1 |  |  |  |  | 0 |  | 6.735 |  |  | 6.061 |  |  |  | 6.062 |  |  | 1.0MW Combined heat and Power Plant Plant at the Heat Station is made up of 2 generators totalling 6.7MW however the generator sizes have been inserted pro rata to achieve the overall CMU capacity of 6.038MW as per the 3 highest export peaks The Heat Station Harbour Parade, Southampton, Hampshire, SO15 1BA SU 415 118 | MSID - RSH M1 - 06052737 |  |  |  | No | No | No | Metering Option (b) | Yes | No |  |  |  | Yes |  | less than 1.5%. The CMU pass the bespoke metering test and was sent to EMR Delivery body (certificate Number 2017/00063) | Yes |  | Yes
X | CES109-Component |  |  |  | Southampton Geothermal Heating Company Limited | [9 empty] | CHP and autogeneration | [21 empty] | 0.725MW Combined Heat and Power Plant Royal South Hants Hospital Royal South Hants Hospital, Graham Road, Southampton, Hampshire, SO14 0YG SU 425 127
X | CES109-Component |  |  |  | Southampton Geothermal Heating Company Limited | [9 empty] | CHP and autogeneration | [21 empty] | 5.7MW Combined heat and Power Plant Plant at the Heat Station is made up of 2 generators totalling 6.7MW however the generator sizes have been inserted pro rata to achieve the overall CMU capacity of 6.038MW as per the 3 highest export peaks The Heat Station Harbour Parade, Southampton, Hampshire, SO15 1BA SU 415 118
2 | CES110 | T-4 | Capacity Auction | 2021 | Birmingham District Energy Company Limited |  | BDEC1 | ENGIE UK Holding (Services) Limited | 02082216530 | Energydept@cofely-gdfsuez.com | Distribution | Non CMRS | Existing Generating CMU | Gas | CHP and autogeneration |  | Prequalified | Opt-In |  | 1 |  |  |  |  | 0 |  | 2.866 |  |  | 2.58 |  |  |  | 2.579 |  |  | 1MW Combined heat and Power Plant at Aston University. Total Capacity is 3.000MW, consisting of two generators - 2.000MW and 1.000MW Aston University, Aston Triangle, Birmingham, West Midlands, B4 7ET SP 075 876 | ASTON M2 - 09032069 |  |  |  | No | No | No | Metering Option (b) | No | No |  |  |  | Yes |  | N/A | Yes |  | Yes
X | CES110-Component |  |  |  | Birmingham District Energy Company Limited | [9 empty] | CHP and autogeneration | [21 empty] | 2MW Combined heat and Power Plant at Aston University. Total Capacity is 3.000MW, consisting of two generators - 2.000MW and 1.000MW Aston University, Aston Triangle, Birmingham, West Midlands, B4 7ET SP 075 876
1 | CES210 | T-4 | Capacity Auction | 2021 | Birmingham District Energy Company Limited |  | BDEC2 | ENGIE UK Holding (Services) Limited | 02082216530 | Energydept@cofely-gdfsuez.com | Distribution | Non CMRS | Existing Generating CMU | Gas | CHP and autogeneration |  | Prequalified | Opt-In |  | 1 |  |  |  |  | 0 |  | 2.09 |  |  | 1.881 |  |  |  | 1.881 |  |  | 1.6MW Combined Heat and Power at International Conference Centre International Conference Centre, Birmingham, B1 2EA SP 061 867 | ICC M1 - 07042658 |  |  |  | No | No | No | Metering Option (b) | No | No |  |  |  | Yes |  | N/A | Yes |  | Yes
X | CES210-Component |  |  |  | Birmingham District Energy Company Limited | [9 empty] | CHP and autogeneration | [21 empty] | Auxiliary supply is subtracted prior to Bespoke Metering point MSID - NIA M1 – 081171171 National Indoor Arena, King Edward Road, Birmingham, B1 2AA SP 058 868
2 | CES800 | T-4 | Capacity Auction | 2021 | ENGIE BUILDINGS LIMITED |  | Central Manchester Hospital |  |  |  | Distribution | Non CMRS | New Build Generating CMU | Gas | CHP and autogeneration |  | Conditionally Prequalified | Opt-In |  | 15 |  | Yes | Yes |  | 39310 | Yes | 4.368 |  |  | 3.931 |  |  |  | 4.048 |  |  | The Prospective Generating Unit will be an Edina TCG 2032B V16 4.5MWe CHP Gas Engine (or similar) situated on Central Manchester University Hospital site. Boiler House, Central Manchester University Hospital, Oxford Road, Manchester M13 9WL, UK SJ 853 959 | N/A |  |  |  | Yes | [13 empty] | Deferred
1 | CFBS13 | T-4 | Capacity Auction | 2021 | Reliable Generation Ltd |  | Carmuirs Battery Storage Facility |  | 02082399917 | info@gridcodepower.com | Distribution | Non CMRS | New Build Generating CMU | Storage - Battery | Storage | Yes | Conditionally Prequalified | Opt-In |  | 15 |  | Yes | Yes |  | 287370 | Yes | 29.9 |  |  | 28.737 |  |  |  | 28.737 |  |  | The facility consists of a lithium Ion battery storage system capable of importing, storing and exporting electricity. It connects to SPEN’s 33kV distribution network at 33kV Land to the south of the A883 near Bonnybridge FK4 1SN NS 842 812 | N/A |  |  |  | Yes | [13 empty] | Deferred
2 | CFSESS | T-4 | Capacity Auction | 2021 | Lightsource SPV 185 Limited |  | Church Farm (Slapton) ESS | Lightsource Renewable Energy Holdings Limited | 07833096261 | tom.warwick@lightsource-re.com | Distribution | Non CMRS | New Build Generating CMU | Storage - Battery | Storage | Yes | Conditionally Prequalified | Opt-In |  | 15 |  | Yes | Yes |  | 48060 | Yes | 5 |  |  | 4.806 |  |  |  | 4.806 |  |  | The CMU consists of a battery energy storage system, physically co-located at the site of, but distinct from an existing solar PV generator. Church Farm Solar Farm Slapton Leighton Buzzard Bedfordshire LU7 9BX SP 941 199 | N/A |  |  |  | Yes | [13 empty] | Deferred
1 | CGC01F | T-4 | Capacity Auction | 2021 | Cheshire Generation Company Ltd |  | Ferndale1 |  | 01625440470 | nick@cgcl.co.uk | Distribution | CMRS | New Build Generating CMU | Gas | OCGT and Reciprocating Engines |  | Conditionally Prequalified | Opt-In |  | 15 |  | Yes | Yes |  | 189620 |  | 20 |  |  | 18.962 |  |  |  | 18.962 |  |  | New build power station comprising of 20MW reciprocating generators, transformers and associated control room,switch room within a secure fenced compound. Ferndale Park, Century Road, Hull HU12 8FB TA 161 292 | N/A |  |  |  | Yes | [13 empty] | Deferred
2 | CGC02F | T-4 | Capacity Auction | 2021 | Cheshire Generation Company Ltd |  | Ferndale 2 |  | 01625440470 | nick@cgcl.co.uk | Distribution | CMRS | New Build Generating CMU | Storage - Battery | Storage | Yes | Conditionally Prequalified | Opt-In |  | 15 |  | Yes | Yes |  | 192220 | Yes | 20 |  |  | 19.222 |  |  |  | 19.222 |  |  | New build electricity storage facility, comprising of 20MW batteries, transformers, control room and associated switchgear in a secure fenced compound. Ferndale Park, Century Road, Hull. HU12 8FB TA 161 292 | N/A |  |  |  | Yes | [13 empty] | Deferred
1 | CGENK1 | T-4 | Capacity Auction | 2021 | C.GEN Killingholme Limited |  | C.GEN Killingholme | C.GEN SA | 02034578173 | contact@cgenpower.com | Transmission | CMRS | New Build Generating CMU | Gas | CCGT |  | Conditionally Prequalified | Opt-In |  | 15 |  | Yes |  |  | 4698000 |  | 522 |  |  | 469.8 |  |  |  | 469.8 |  |  | A combined cycle gas turbine generating plant Clough Lane North Killingholme North Lincolnshire DN40 3JP TA 157 197 | N/A |  |  |  | Yes | [13 empty] | Deferred
2 | CH1344 | T-4 | Capacity Auction | 2021 | COTRICITY LIMITED |  | Chesterfield Road |  |  |  | Distribution | Non CMRS | New Build Generating CMU | Gas | OCGT and Reciprocating Engines (Fuel Type - Gas) |  | Rejected | Opt-In |  | 15 |  |  |  |  | 0 |  | 20 |  |  | 18.962 |  |  |  | 18.962 |  |  | Gas fired reciprocating engines Chesterfield Road, Swallownest, Sheffield, S26 4SX SK446847 | N/A |  |  |  | Yes | [13 empty] | Deferred
1 | CHEG17 | T-4 | Capacity Auction | 2021 | RWE Cogen UK Limited |  | CMU_CHEGT1 | RWE Generation UK plc | 01793475217 | CapMarketSecondaryTrading@rwe.com | Distribution | Non CMRS | Existing Generating CMU | Gas | OCGT and Reciprocating Engines (Fuel Type - Gas) |  | Prequalified | Opt-In |  | 1 |  |  |  |  | 0 |  | 45.149 |  |  | 42.806 |  |  |  | 42.805 |  |  | One (1) Open Cycle Gas Turbine RWE Cogen UK Limited (formerly know as Bridgewater Paper CHP) North Road Ellesmere Port South Wirral CH65 1AF SJ 392 784 | 1300051060981 |  |  |  | No | No | No | Metering Option (b) | No | No |  |  |  | Yes |  | COP2 meter | Yes |  | Yes
2 | CHEN17 | T-4 | Capacity Auction | 2021 | RWE Cogen UK Limited |  | CMU_CHEN17 | RWE Generation UK plc | 01793475217 | CapMarketSecondaryTrading@rwe.com | Distribution | Non CMRS | New Build Generating CMU | Gas | OCGT and Reciprocating Engines (Fuel Type - Gas) |  | Conditionally Prequalified | Opt-In |  | 15 |  | Yes |  |  | 189620 |  | 20 |  |  | 18.962 |  |  |  | 18.962 |  |  | CMU will be formed of multiple individual gas reciprocating engine units RWE Cogen UK Limited (formerly know as Bridgewater Paper CHP) North Road Ellesmere Port South Wirral CH65 1AF SJ 392 785 | 1300051060981 |  |  |  | Yes | [13 empty] | Deferred
1 | CHIC21 | T-4 | Capacity Auction | 2021 | SSEPG (Operations) Limited |  | Chickerell | SSE Generation Limited | 01738457343 | CMSecondaryTrading@sse.com | Distribution | Non CMRS | Existing Generating CMU | Gas | OCGT and Reciprocating Engines (Fuel Type - Gas) |  | Prequalified | Opt-In |  | 1 |  |  |  |  | 0 |  | 47.04 |  |  | 44.599 |  |  |  | 44.599 |  |  | 1 x OCGT Chickerell Generation Site, Off Radipole Lane, Chickerell, Weymouth, DT4 9RW SY655806 | 2000050928877 |  |  |  | No | No | Yes | Metering Option (a) | No |  |  | No | [6 empty] | No
2 | CHIP21 | T-4 | Capacity Auction | 2021 | SSEPG (Operations) Limited |  | Chippenham | SSE Generation Limited | 01738457343 | CMSecondaryTrading@sse.com | Distribution | Non CMRS | Existing Generating CMU | Gas | OCGT and Reciprocating Engines (Fuel Type - Gas) |  | Prequalified | Opt-In |  | 1 |  |  |  |  | 0 |  | 10.205 |  |  | 9.675 |  |  |  | 9.675 |  |  | 4 x reciprocating engines Chippenham Station, Cocklebury Lane, Chippenham, SN15 1RS ST926743 | 2000051445143 |  |  |  | No | No | Yes | Metering Option (a) | No |  |  | No | [6 empty] | No
1 | CHPWIN | T-4 | Capacity Auction | 2021 | Winnington CHP Limited |  | Winnington CHP | TATA CHEMICALS EUROPE LIMITED | 01606724263 | phoughton@tatachemicals.com | Distribution | Non CMRS | Existing Generating CMU | Gas | CHP and autogeneration |  | Prequalified | Opt-In |  | 1 |  |  |  |  | 0 |  | 92.855 |  |  | 85.433 |  |  |  | 85.873 |  |  | Continuously operating, maximum output GE gas turbine driving a 47.020MVA Alstom generator at 0.85 power factor. Winnington CHP Winnington Lane Winnington Northwich Cheshire CW8 4GX SJ646745 | 1300051694827 |  |  |  | No | No | Yes | Metering Option (b) | No | No |  |  |  | Yes |  | 0.5% and 1% | No | The CT’s and VT’s are classed as metering transformers and as such are manufactured to an industry standard for metering and as such do not require calibration. The metering itself is calibrated yearly. | Yes
X | CHPWIN-Component |  |  |  | Winnington CHP Limited | [9 empty] | CHP and autogeneration | [21 empty] | Continuously operating, maximum output GE gas turbine driving a 47.020MVA Alstom generator at 0.85 power factor. Winnington CHP Winnington Lane Winnington Northwich Cheshire CW8 4GX SJ646745
X | CHPWIN-Component |  |  |  | Winnington CHP Limited | [9 empty] | OCGT and Reciprocating Engines (Fuel Type - Gas) | [21 empty] | Continuously operating, variable output Man Diesel Turbo single pass-out back pressure turbine driving a 19.300 MVA TD Power Systems generator at 0.85 power factor. Winnington CHP Winnington Lane Winnington Northwich Cheshire CW8 4GX SJ646746
2 | CIND01 | T-4 | Capacity Auction | 2021 | RYDBERG DEVELOPMENT COMPANY LIMITED |  | CIND01 | Hartree Partners Power Holdings (UK) Limited | 02072017134 | londonpoweroperations@hplp.com | Distribution | Non CMRS | New Build Generating CMU | Gas | OCGT and Reciprocating Engines (Fuel Type - Gas) |  | Conditionally Prequalified | Opt-In |  | 15 |  | Yes | Yes |  | 56890 | Yes | 6 |  |  | 5.689 |  |  |  | 5.689 |  |  | New build power station comprised of multiple reciprocating engines. Forest Vale Road, Forest Vale Industrial Estate, Cinderford, Gloucester, GL14 2PH SO 647 145 | N/A |  |  |  | Yes | [13 empty] | Deferred
1 | CitiG1 | T-4 | Capacity Auction | 2021 | E Power Solutions Limited | E Power Solutions Limited | Citi1 |  | 01572759171 | simon@acesupportservices.com | Distribution | CMRS | Existing Generating CMU | Gas | CHP and autogeneration |  | Rejected | Opt-In |  | 1 |  |  |  |  | 0 |  | 2.931 |  |  | 2.638 |  |  |  | 2.638 |  |  | Existing gas powerd CHP autogeneration unit Molesworth Street Citibank Data Centre South (85821) TQ 38075 75431 | 1200062206740 |  |  |  | No | Yes | No |  | No | [9 empty] | Yes
2 | CLA001 | T-4 | Capacity Auction | 2021 | FALCON POWERPLANT LIMITED |  | Gas Generation Clay Cross |  | 01778300888 | karl.hick@larkfleethomes.co.uk | Distribution | Non CMRS | New Build Generating CMU | Gas | OCGT and Reciprocating Engines (Fuel Type - Gas) |  | Conditionally Prequalified | Opt-In |  | 15 |  | Yes | Yes |  | 151700 |  | 16 |  |  | 15.17 |  |  |  | 15.17 |  |  | Reciprocating gas engines running on natural gas and/or synthetic gas. Land Off Bridge Street, Clay Cross, Derbyshire, S45 9NY SK395640 | N/A |  |  |  | Yes | [13 empty] | Deferred
1 | CLAC21 | T-4 | Capacity Auction | 2021 | SSE Generation Limited |  | Clachan 1 | SSE plc | 01738457343 | CMSecondaryTrading@sse.com | Distribution | CMRS | Existing Generating CMU | Hydro | Hydro |  | Prequalified | Opt-In |  | 1 |  |  |  |  | 0 |  | 41.478 |  |  | 36.467 |  |  |  | 36.467 |  |  | 1 x hydro turbine & synchronous generator Clachan Power Station, Cairndow, By Inverary, Argyll, PA26 8RG NN191133 | 8680 |  |  |  | No | No | Yes |  | No | [9 empty] | No
2 | CLAY21 | T-4 | Capacity Auction | 2021 | Harmony CTF Limited |  | CLAY TYE FARM |  | 01423799109 | peter.kavanagh@harmonyenergy.co.uk | Distribution | Non CMRS | New Build Generating CMU | Storage - Battery | Storage | Yes | Conditionally Prequalified | Opt-In |  | 15 |  | Yes | Yes |  | 475740 | Yes | 49.5 |  |  | 47.574 |  |  |  | 47.574 |  |  | A new build 49.5MW battery energy storage system Clay Tye Farm, Clay Tye Road, Upminster, RM14 3PL TQ 594 862 | N/A |  |  |  | Yes | [13 empty] | Deferred
1 | CLUN21 | T-4 | Capacity Auction | 2021 | SSE Generation Limited |  | Clunie | SSE plc | 01738457343 | CMSecondaryTrading@sse.com | Transmission | CMRS | Existing Generating CMU | Hydro | Hydro |  | Prequalified | Opt-In |  | 1 |  |  |  |  | 0 |  | 61.2 |  |  | 53.807 |  |  |  | 53.807 |  |  | ROCable hydro units within the BMU are not included in the CMU. Clunie Power Station, Pitlochry, PH16 5NF NN912597 | 8662 |  |  |  | No |  |  |  | Yes | [9 empty] | Yes
2 | CLYN03 | T-4 | Capacity Auction | 2021 | Clyne Power Limited |  | Clyne Power | Catria Limited | 02920547206 | matthew.tucker@welshpower.com | Distribution | Non CMRS | Existing Generating CMU | Gas | OCGT and Reciprocating Engines (Fuel Type - Gas) |  | Prequalified | Opt-In |  | 1 |  |  |  |  | 0 |  | 15.8 |  |  | 14.98 |  |  |  | 15.17 |  |  | 16 MW power plant comprising 8 x 2MW gas reciprocating engines. The power plant is connected to the WPD distribution network and WWU gas network. Waun y Pound Industrial Estate, Ebbw Vale, South Wales, NP23 6PL SO 157 105 | 2100041401792 |  |  |  | Yes | [13 empty] | Deferred
1 | CNQPS1 | T-4 | Capacity Auction | 2021 | Uniper Global Commodities SE |  | Connahs U1 | Uniper Holding GmbH | 01213294545 | UniperUK.PowerTrading@uniper.energy | Transmission | CMRS | Existing Generating CMU | Gas | CCGT |  | Prequalified | Opt-In |  | 1 |  |  |  |  | 0 |  | 375 |  |  | 337.5 |  |  |  | 337.5 |  |  | Connah's Quay PS Unit 1 CCGT Kelsterton Road, Connah's Quay, Flintshire CH5 4BP SJ277712 | 5024 |  |  |  | No |  |  | Metering Option (a) | No | [9 empty] | No
2 | CNQPS2 | T-4 | Capacity Auction | 2021 | Uniper Global Commodities SE |  | Connahs U2 | Uniper Holding GmbH | 01213294545 | UniperUK.PowerTrading@uniper.energy | Transmission | CMRS | Existing Generating CMU | Gas | CCGT |  | Prequalified | Opt-In |  | 1 |  |  |  |  | 0 |  | 375 |  |  | 337.5 |  |  |  | 337.5 |  |  | Connah's Quay PS Unit 2 CCGT Kelsterton Road, Connah's Quay, Flintshire CH5 4BP SJ277712 | 5024 |  |  |  | No |  |  | Metering Option (a) | No | [9 empty] | No
1 | CNQPS3 | T-4 | Capacity Auction | 2021 | Uniper Global Commodities SE |  | Connahs U3 | Uniper Holding GmbH | 01213294545 | UniperUK.PowerTrading@uniper.energy | Transmission | CMRS | Existing Generating CMU | Gas | CCGT |  | Prequalified | Opt-In |  | 1 |  |  |  |  | 0 |  | 375 |  |  | 337.5 |  |  |  | 337.5 |  |  | Connah's Quay PS Unit 3 CCGT Kelsterton Road, Connah's Quay, Flintshire CH5 4BP SJ277712 | 5024 |  |  |  | No |  |  | Metering Option (a) | No | [9 empty] | No
2 | CNQPS4 | T-4 | Capacity Auction | 2021 | Uniper Global Commodities SE |  | Connahs U4 | Uniper Holding GmbH | 01213294545 | UniperUK.PowerTrading@uniper.energy | Transmission | CMRS | Existing Generating CMU | Gas | CCGT |  | Prequalified | Opt-In |  | 1 |  |  |  |  | 0 |  | 375 |  |  | 337.5 |  |  |  | 337.5 |  |  | Connah's Quay PS Unit 4 CCGT Kelsterton Road, Connah's Quay, Flintshire CH5 4BP SJ277712 | 5024 |  |  |  | No |  |  | Metering Option (a) | No | [9 empty] | No
1 | COA001 | T-4 | Capacity Auction | 2021 | GAS GENERATION COATBRIDGE LIMITED |  | Gas Generation Coatbridge 1 |  | 01778300888 | enquiries@larkpower.co.uk | Distribution | Non CMRS | New Build Generating CMU | Gas | OCGT and Reciprocating Engines (Fuel Type - Gas) |  | Rejected | Opt-In |  | 15 |  |  |  |  | 0 |  | 19.8 |  |  | 18.772 |  |  |  | 18.772 |  |  | 10 gas reciprocating engines used for power generation, with associated infrastructure. Site To South Of, Burnbank Street, Greenhill, Coatbridge, North Lanarkshire NS 739 659 | N/A |  |  |  | Yes | [13 empty] | Deferred
2 | CONT21 | T-4 | Capacity Auction | 2021 | Harmony CS Limited |  | CONTEGO |  | 01423799109 | peter.kavanagh@harmonyenergy.co.uk | Distribution | Non CMRS | New Build Generating CMU | Storage - Battery | Storage | Yes | Conditionally Prequalified | Opt-In |  | 15 |  | Yes | Yes |  | 326770 | Yes | 34 |  |  | 32.677 |  |  |  | 32.677 |  |  | A new build 34MW battery energy storage system Wearmaster House, Malthouse Lane, Hurstpierpoint, Hassocks, BN6 9LA TQ 291 189 | N/A |  |  |  | Yes | [13 empty] | Deferred
1 | Copse3 | T-4 | Capacity Auction | 2021 | PUTNEY POWER LIMITED |  | Copse |  |  |  | Distribution | Non CMRS | New Build Generating CMU | Gas | OCGT and Reciprocating Engines (Fuel Type - Gas) |  | Conditionally Prequalified | Opt-In |  | 15 |  | Yes | Yes |  | 80590 |  | 8.5 |  |  | 8.059 |  |  |  | 8.059 |  |  | Containerised High Speed Gas-fired reciprocating engines with transformers, switchgear and associated control gear Land and Buildings Known as Teres House Copse Road And Land Lying to the North of East Denham Way Fleetwood FY7 7NY SD 330 469 | N/A |  |  |  | Yes | [13 empty] | Deferred
2 | Cor001 | T-4 | Capacity Auction | 2021 | E.ON Connecting Energies Limited |  | Corby EfW CHP |  | 07816292478 | EEMFM@eon.com | Distribution | Non CMRS | New Build Generating CMU | Waste | CHP and autogeneration |  | Conditionally Prequalified | Opt-In |  | 15 |  | Yes | Yes |  | 115160 |  | 12.796 |  |  | 11.516 |  |  |  | 14.799 |  |  | The CMU will be an energy from waste generator and will consist of a steam turbine Shelton Road, Willowbrook Industrial Estate, Corby, Northamptonshire, NN17 5XH SP 909 908 | N/A |  |  |  | Yes | [13 empty] | Deferred
1 | CORBY_ | T-4 | Capacity Auction | 2021 | Corby Power Limited | ESB Independent Generation Trading | Corby_1 | ESB Electricity Supply Board | 0035317026540 | portfoliomanagement1@esb.ie | Distribution | CMRS | Existing Generating CMU | Gas | CCGT |  | Rejected | Opt-In |  | 1 |  |  |  |  | 0 |  | 407 |  |  | 366.3 |  |  |  | 366.3 |  |  | The CMU is a combined cycle gas turbine Mitchell Road, Phoenix Parkway, Corby, Northamptonshire, NN17 5QT SP 895 911 | 7015 |  |  |  | Yes | [13 empty] | Deferred
2 | COVEN3 | T-4 | Capacity Auction | 2021 | Peak Power Connections Limited |  | COVEN3 | Peak Power Projects LLP | 01865860760 | rp@oxcp.com | Distribution | Non CMRS | New Build Generating CMU | Gas | OCGT and Reciprocating Engines |  | Conditionally Prequalified | Opt-In |  | 15 |  | Yes | Yes |  | 185350 | Yes | 19.55 |  |  | 18.535 |  |  |  | 18.535 |  |  | Gas reciprocating engines. 2-6 Judds Lane, Coventry, West Midlands, CV6 6AQ SP 344 837 | N/A |  |  |  | Yes | [13 empty] | Deferred
1 | COVEN4 | T-4 | Capacity Auction | 2021 | Peak Power Connections Limited |  | COVEN4 | Peak Power Projects LLP | 01865860760 | rp@oxcp.com | Distribution | Non CMRS | New Build Generating CMU | Storage - Battery | Storage | Yes | Conditionally Prequalified | Opt-In |  | 15 |  | Yes | Yes |  | 192220 | Yes | 20 |  |  | 19.222 |  |  |  | 19.222 |  |  | Battery Storage Facility 2-6 Judds Lane, Coventry, West Midlands, CV6 6AQ SP 344 837 | N/A |  |  |  | Yes | [13 empty] | Deferred
2 | COW171 | T-4 | Capacity Auction | 2021 | RWE Generation UK plc |  | CMU_COWE1 | RWE Generation UK Holdings PLC | 01793475217 | CapMarketSecondaryTrading@rwe.com | Distribution | CMRS | Existing Generating CMU | Distillate | OCGT and Reciprocating Engines |  | Prequalified | Opt-In |  | 1 |  |  |  |  | 0 |  | 70 |  |  | 66.367 |  |  |  | 66.367 |  |  | Cowes 1 - OCGT, fuel is distillate Cowes Power Station Kingston Road East Cowes Isle of Wight PO32 6JS SZ 505 944 | 4548 |  |  |  | No | No | Yes |  | No | [9 empty] | No
1 | COW172 | T-4 | Capacity Auction | 2021 | RWE Generation UK plc |  | CMU_COWE2 | RWE Generation UK Holdings PLC | 01793475217 | CapMarketSecondaryTrading@rwe.com | Distribution | CMRS | Existing Generating CMU | Distillate | OCGT and Reciprocating Engines |  | Prequalified | Opt-In |  | 1 |  |  |  |  | 0 |  | 67.41 |  |  | 63.911 |  |  |  | 63.911 |  |  | Cowes 2 - OCGT, fuel is distillate Cowes Power Station Kingston Road East Cowes Isle of Wight PO32 6JS SZ 505 944 | 4548 |  |  |  | No | No | Yes |  | No | [9 empty] | No
2 | CROM01 | T-4 | Capacity Auction | 2021 | RYDBERG DEVELOPMENT COMPANY LIMITED |  | CROM01 | Hartree Partners Power Holdings (UK) Limited | 02072017134 | londonpoweroperations@hplp.com | Distribution | Non CMRS | New Build Generating CMU | Gas | OCGT and Reciprocating Engines (Fuel Type - Gas) |  | Conditionally Prequalified | Opt-In |  | 15 |  | Yes | Yes |  | 56890 | Yes | 6 |  |  | 5.689 |  |  |  | 5.689 |  |  | New build power station comprised of multiple reciprocating engines. Glenrothes, Fife, KY6 2SF NT 254 987 | N/A |  |  |  | Yes | [13 empty] | Deferred
1 | CROYD1 | T-4 | Capacity Auction | 2021 | Rolls-Royce Power Development Limited |  | Croydon Energy |  | 01173257001 | Michael.Strutt@Rolls-Royce.com | Distribution | Non CMRS | Existing Generating CMU | Gas | OCGT and Reciprocating Engines |  | Prequalified | Opt-In |  | 1 |  |  |  |  | 0 |  | 50.513 |  |  | 47.891 |  |  |  | 47.405 |  |  | The auxiliary load is minimal (1MW) and have been removed from the metering assessment when calculating the maximum generating output Factory Lane, Croydon, Surrey, CR0 3LE TQ311658 | 1900060831708 |  |  |  | No | No | Yes | Metering Option (a) | No |  |  | No | [6 empty] | No
2 | CT1-17 | T-4 | Capacity Auction | 2021 | EDF Energy plc |  | Cottam Power Station CMU 1 | EDF Energy Holdings Limited | 01452653775 | EDFEnergyCMSecondaryTrading@edfenergy.com | Transmission | CMRS | Existing Generating CMU | Coal | Coal/biomass |  | Prequalified | Opt-In |  | 1 |  |  |  |  | 0 |  | 495.317 |  |  | 433.799 |  |  |  | 433.799 |  |  | Cottam Power Station CMU 1 CT1-17 = 100% (T_COTPS-1) + 25% (T_COTPS-S) Cottam EDF Energy (Cottam Power) Ltd, Outgang Lane, Cottam, Retford, DN22 0NP SK 816 792 | 5003, 5005 |  |  |  | No |  |  |  | No | [9 empty] | No
1 | CT2-17 | T-4 | Capacity Auction | 2021 | EDF Energy plc |  | Cottam Power Station CMU 2 | EDF Energy Holdings Limited | 01452653775 | EDFEnergyCMSecondaryTrading@edfenergy.com | Transmission | CMRS | Existing Generating CMU | Coal | Coal/biomass |  | Prequalified | Opt-In |  | 1 |  |  |  |  | 0 |  | 505.033 |  |  | 442.308 |  |  |  | 442.308 |  |  | Cottam Power Station CMU 2 CT2-17 = 100% ( T_COTPS-2) + 25% (T_COTPS-S) Cottam EDF Energy (Cottam Power) Ltd, Outgang Lane, Cottam, Retford, DN22 0NP SK 816 792 | 5003, 5005 |  |  |  | No |  |  |  | No | [9 empty] | No
2 | CT3-17 | T-4 | Capacity Auction | 2021 | EDF Energy plc |  | Cottam Power Station CMU 3 | EDF Energy Holdings Limited | 01452653775 | EDFEnergyCMSecondaryTrading@edfenergy.com | Transmission | CMRS | Existing Generating CMU | Coal | Coal/biomass |  | Prequalified | Opt-In |  | 1 |  |  |  |  | 0 |  | 505.899 |  |  | 443.066 |  |  |  | 443.065 |  |  | Cottam Power Station CMU 3 CT3-17 = 100% (T_COTPS-3) + 25% (T_COTPS-S) Cottam EDF Energy (Cottam Power) Ltd, Outgang Lane, Cottam, Retford, DN22 0NP SK 816 792 | 5004, 5005 |  |  |  | No |  |  |  | No | [9 empty] | No
1 | CT4-17 | T-4 | Capacity Auction | 2021 | EDF Energy plc |  | Cottam Power Station CMU 4 | EDF Energy Holdings Limited | 01452653775 | EDFEnergyCMSecondaryTrading@edfenergy.com | Transmission | CMRS | Existing Generating CMU | Coal | Coal/biomass |  | Prequalified | Opt-In |  | 1 |  |  |  |  | 0 |  | 494.816 |  |  | 433.36 |  |  |  | 433.36 |  |  | Cottam Power Station CMU 4 CT4-17 = 100% (T_COTPS-4) + 25% (T_COTPS-S) Cottam EDF Energy (Cottam Power) Ltd, Outgang Lane, Cottam, Retford, DN22 0NP SK 816 792 | 5004, 5005 |  |  |  | No |  |  |  | No | [9 empty] | No
2 | CURZ08 | T-4 | Capacity Auction | 2021 | Peak Power Connections Limited |  | CURZ08 | Peak Power Projects LLP | 01865860760 | rp@oxcp.com | Distribution | Non CMRS | New Build Generating CMU | Storage - Battery | Storage | Yes | Conditionally Prequalified | Opt-In |  | 15 |  | Yes | Yes |  | 480500 | Yes | 49.995 |  |  | 48.05 |  |  |  | 48.05 |  |  | Battery Storage facility Longcliffe Quarry, B5056, Matlock, Derbyshire DE4 4HN, UK SK 232 560 | N/A |  |  |  | Yes | [13 empty] | Deferred
1 | CX4004 | T-4 | Capacity Auction | 2021 | Marsh Energy Limited |  | Water Orton A |  | 01675437777 | desk@greenfrogpower.co.uk | Distribution | CMRS | New Build Generating CMU | Gas | OCGT and Reciprocating Engines (Fuel Type - Gas) |  | Conditionally Prequalified | Opt-In |  | 15 |  | Yes | Yes |  | 196110 | Yes | 20.685 |  |  | 19.611 |  |  |  | 19.611 |  |  | Gas fired reciprocating engines. Water Orton, Birmingham, B46 1NU See attached location note SP 184 914 | N/A |  |  |  | Yes | [13 empty] | Deferred
2 | CX4005 | T-4 | Capacity Auction | 2021 | Marsh Energy Limited |  | Water Orton B |  | 01675437777 | desk@greenfrogpower.co.uk | Distribution | CMRS | New Build Generating CMU | Gas | OCGT and Reciprocating Engines (Fuel Type - Gas) |  | Conditionally Prequalified | Opt-In |  | 15 |  | Yes | Yes |  | 183040 | Yes | 19.306 |  |  | 18.304 |  |  |  | 18.304 |  |  | Gas fired reciprocating engines. Water Orton, Birmingham, B46 1NU See attached location note SP 184 914 | N/A |  |  |  | Yes | [13 empty] | Deferred
1 | D1_174 | T-4 | Capacity Auction | 2021 | First Hydro Company |  | Dinorwig Unit 1 | First Hydro Holdings Company | 02073208964 | originationteam.uk@engie.com | Transmission | CMRS | Existing Generating CMU | Storage - Pumped | Storage | Yes | Prequalified | Opt-In |  | 1 |  |  |  |  | 0 |  | 274 |  |  | 263.341 |  |  |  | 263.341 |  |  | BM unit T_DINO-1 at Dinorwig Power Station (Pumped Storage) Dinorwig Power Station, Llanberis, Caernarfon, LL55 4TY SH594600 | 7010 |  |  |  | No |  |  |  | No | [9 empty] | No
2 | D2_174 | T-4 | Capacity Auction | 2021 | First Hydro Company |  | Dinorwig Unit 2 | First Hydro Holdings Company | 02073208964 | originationteam.uk@engie.com | Transmission | CMRS | Existing Generating CMU | Storage - Pumped | Storage | Yes | Prequalified | Opt-In |  | 1 |  |  |  |  | 0 |  | 274 |  |  | 263.341 |  |  |  | 263.341 |  |  | BM unit T_DINO-2 at Dinorwig Power Station (Pumped Storage) Dinorwig Power Station, Llanberis, Caernarfon, LL55 4TY SH594600 | 7010 |  |  |  | No |  |  |  | No | [9 empty] | No
1 | D3_174 | T-4 | Capacity Auction | 2021 | First Hydro Company |  | Dinorwig Unit 3 | First Hydro Holdings Company | 02073208964 | originationteam.uk@engie.com | Transmission | CMRS | Existing Generating CMU | Storage - Pumped | Storage | Yes | Prequalified | Opt-In |  | 1 |  |  |  |  | 0 |  | 306.367 |  |  | 294.449 |  |  |  | 294.449 |  |  | BM unit T_DINO-3 at Dinorwig Power Station (Pumped Storage) Dinorwig Power Station, Llanberis, Caernarfon, LL55 4TY SH594600 | 7011 |  |  |  | No |  |  |  | No | [9 empty] | No
2 | D4_174 | T-4 | Capacity Auction | 2021 | First Hydro Company |  | Dinorwig Unit 4 | First Hydro Holdings Company | 02073208964 | originationteam.uk@engie.com | Transmission | CMRS | Existing Generating CMU | Storage - Pumped | Storage | Yes | Prequalified | Opt-In |  | 1 |  |  |  |  | 0 |  | 274 |  |  | 263.341 |  |  |  | 263.341 |  |  | BM unit T_DINO-4 at Dinorwig Power Station (Pumped Storage) Dinorwig Power Station, Llanberis, Caernarfon, LL55 4TY SH594600 | 7011 |  |  |  | No |  |  |  | No | [9 empty] | No
1 | D5_174 | T-4 | Capacity Auction | 2021 | First Hydro Company |  | Dinorwig Unit 5 | First Hydro Holdings Company | 02073208964 | originationteam.uk@engie.com | Transmission | CMRS | Existing Generating CMU | Storage - Pumped | Storage | Yes | Prequalified | Opt-In |  | 1 |  |  |  |  | 0 |  | 274 |  |  | 263.341 |  |  |  | 263.341 |  |  | BM unit T_DINO-5 at Dinorwig Power Station (Pumped Storage) Dinorwig Power Station, Llanberis, Caernarfon, LL55 4TY SH594600 | 7012 |  |  |  | No |  |  |  | No | [9 empty] | No
2 | D6_174 | T-4 | Capacity Auction | 2021 | First Hydro Company |  | Dinorwig Unit 6 | First Hydro Holdings Company | 02073208964 | originationteam.uk@engie.com | Transmission | CMRS | Existing Generating CMU | Storage - Pumped | Storage | Yes | Prequalified | Opt-In |  | 1 |  |  |  |  | 0 |  | 303.3 |  |  | 291.502 |  |  |  | 291.502 |  |  | BM unit T_DINO-6 at Dinorwig Power Station (Pumped Storage) Dinorwig Power Station, Llanberis, Caernarfon, LL55 4TY SH594600 | 7012 |  |  |  | No |  |  |  | No | [9 empty] | No
1 | DAFE03 | T-4 | Capacity Auction | 2021 | Dafen Reserve Power Limited |  | Dafen Power | The Fern Power Company Limited | 02920547206 | matthew.tucker@welshpower.com | Distribution | Non CMRS | Existing Generating CMU | Gas | OCGT and Reciprocating Engines (Fuel Type - Gas) |  | Prequalified | Opt-In |  | 1 |  |  |  |  | 0 |  | 9.8 |  |  | 9.291 |  |  |  | 9.481 |  |  | 10 MW power plant comprising 5 x 2MW gas fired reciprocating engines. Power plant will be connected to the local distribution network and local gas network. Dafen Power, Llethri Road, Dafen Park Industrial Estate, Llanelli, SA14 8QN SN 528 022 | 2100041227102 |  |  |  | No | No | Yes | Metering Option (a) | No |  |  | No | [6 empty] | No
2 | D-BESS | T-4 | Capacity Auction | 2021 | Sainc Energy Limited |  | DPG-002 |  | 07725558549 | kss@saincenergy.com | Distribution | Non CMRS | New Build Generating CMU | Storage - Battery | Storage | Yes | Conditionally Prequalified | Opt-In |  | 15 |  | Yes |  |  | 191260 |  | 19.9 |  |  | 19.126 |  |  |  | 19.222 |  |  | BATTERY STORAGE UNIT WITH 13.5 MWh energy supply and 20 MW power capacity Plot 10 Dunnikier Business Park Midfield Drive Mitchelston Industrial Estate Kirkcaldy Fife KY1 3LW NT282946 | n/a |  |  |  | Yes | [13 empty] | Deferred
1 | DE0117 | T-4 | Capacity Auction | 2021 | MWAT Limited |  | DE01 |  | 08001954310 | info@mwat.uk | Distribution | Non CMRS | New Build Generating CMU | Gas | OCGT and Reciprocating Engines |  | Conditionally Prequalified | Opt-In |  | 15 |  | Yes | Yes |  | 85330 | Yes | 9 |  |  | 8.533 |  |  |  | 8.533 |  |  | Gas fuelled Generating Sets Land off Farrier Road, Lincoln. Please note that Western Power Distribution's Alternative Connection Offer is for the same site, however they have addressed the offer as at 73 Sadler Road, Lincoln, LN6 3JR, which is the Landlord's business address and the site currently forms part of that property, but it can be accessed directly off Farrier Road, as well as via the Landlord's premises at Sadler Road. SK929681 | N/A |  |  |  | Yes | [13 empty] | Deferred
2 | DEA121 | T-4 | Capacity Auction | 2021 | SSE Generation Limited |  | Deanie 1 | SSE plc | 01738457343 | CMSecondaryTrading@sse.com | Transmission | CMRS | Existing Generating CMU | Hydro | Hydro |  | Prequalified | Opt-In |  | 1 |  |  |  |  | 0 |  | 19 |  |  | 16.705 |  |  |  | 16.705 |  |  | Deanie Unit 1 Deanie Power Station, Struy, By Cannich, Inverness-shire, IV4 7JX NH291387 | 8653 |  |  |  | No |  |  |  | Yes | [9 empty] | Yes
1 | DEA221 | T-4 | Capacity Auction | 2021 | SSE Generation Limited |  | Deanie 2 | SSE plc | 01738457343 | CMSecondaryTrading@sse.com | Transmission | CMRS | Existing Generating CMU | Hydro | Hydro |  | Prequalified | Opt-In |  | 1 |  |  |  |  | 0 |  | 19.315 |  |  | 16.982 |  |  |  | 16.982 |  |  | Deanie Unit 2 Deanie Power Station, Struy, By Cannich, Inverness-shire, IV4 7JX NH291387 | 8653 |  |  |  | No |  |  |  | Yes | [9 empty] | Yes
2 | DEEP03 | T-4 | Capacity Auction | 2021 | Dee Power Limited |  | Dee Power Limited | Apus Energy Limited | 02920547206 | matthew.tucker@welshpower.com | Distribution | Non CMRS | New Build Generating CMU | Gas | OCGT and Reciprocating Engines |  | Conditionally Prequalified | Opt-In |  | 15 |  | Yes | Yes |  | 149800 | Yes | 15.8 |  |  | 14.98 |  |  |  | 15.17 |  |  | 16 MW power plant comprising 8 x 2MW gas reciprocating engines. The power plant will be connected to the local distribution and gas network. Vacant Land off Weighbridge Rd, Deeside, Flintshire, CH5 2LF SJ 311 706 | N/A |  |  |  | Yes | [13 empty] | Deferred
1 | DERBY1 | T-4 | Capacity Auction | 2021 | Rolls-Royce Power Development Limited |  | Derby Cogen Ltd |  | 01173257001 | Michael.Strutt@Rolls-Royce.com | Distribution | Non CMRS | Existing Generating CMU | Gas | OCGT and Reciprocating Engines |  | Prequalified | Opt-In |  | 1 |  |  |  |  | 0 |  | 55.71 |  |  | 52.819 |  |  |  | 54.99 |  |  | The auxiliary load is minimal (1MW) and have been removed from the metering assessment when calculating the maximum generating output Victory Road, Derby, Derbyshire, DE24 9HX SK361319 | 1100050222428 |  |  |  | No | No | Yes | Metering Option (a) | No |  |  | No | [6 empty] | No
2 | DERWNT | T-4 | Capacity Auction | 2021 | Derwent Cogeneration Limited |  | Derwent | SSE Generation Limited | 01738457343 | CMSecondaryTrading@sse.com | Transmission | CMRS | Existing Generating CMU |  | CHP and autogeneration |  |  | Opt-Out | Closed down, decommissioned or otherwise non-operational by the start of the relevant Delivery Year | [14 empty] | 208.8 |  |  | 0 0 0 | N/A | [6 empty] | Metering Option (a) | [10 empty] | N/A
1 | DESUK1 | T-4 | Capacity Auction | 2021 | DONG ENERGY POWER SALES UK LIMITED |  | DESUK_1 | DONG ENERGY S&D UK LIMITED | 0207811520 | info@dongenergy.com | Distribution | Non CMRS | Unproven DSR CMU | DSR | DSR |  | Conditionally Prequalified | Opt-In |  | 1 | Yes |  |  |  | 86340 |  | 20 |  |  | 17.268 |  |  |  | 17.268 |  |  | The CMU component is an aggregation of turn-down and onsite generation 5 Howick Place London SW1P 1WG TQ294791 | N/A |  |  |  | Yes | [13 empty] | Deferred
2 | DESUK2 | T-4 | Capacity Auction | 2021 | DONG ENERGY POWER SALES UK LIMITED |  | DESUK_2 | DONG ENERGY S&D UK LIMITED | 0207811520 | info@dongenergy.com | Distribution | Non CMRS | Unproven DSR CMU | DSR | DSR |  | Conditionally Prequalified | Opt-In |  | 1 | Yes |  |  |  | 86340 |  | 20 |  |  | 17.268 |  |  |  | 17.268 |  |  | The CMU component is an aggregation of turn-down and onsite generation 5 Howick Place London SW1P 1WG TQ294791 | N/A |  |  |  | Yes | [13 empty] | Deferred
1 | DESUK3 | T-4 | Capacity Auction | 2021 | DONG ENERGY POWER SALES UK LIMITED |  | DESUK_3 | DONG ENERGY S&D UK LIMITED | 0207811520 | info@dongenergy.com | Distribution | Non CMRS | Unproven DSR CMU | DSR | DSR |  | Conditionally Prequalified | Opt-In |  | 1 | Yes |  |  |  | 86340 |  | 20 |  |  | 17.268 |  |  |  | 17.268 |  |  | The CMU component is an aggregation of turn-down and onsite generation 5 Howick Place London SW1P 1WG TQ294791 | N/A |  |  |  | Yes | [13 empty] | Deferred
2 | DESUK4 | T-4 | Capacity Auction | 2021 | DONG ENERGY POWER SALES UK LIMITED |  | DESUK_4 | DONG ENERGY S&D UK LIMITED | 0207811520 | info@dongenergy.com | Distribution | Non CMRS | Unproven DSR CMU | DSR | DSR |  | Conditionally Prequalified | Opt-In |  | 1 | Yes |  |  |  | 86340 |  | 20 |  |  | 17.268 |  |  |  | 17.268 |  |  | The CMU component is an aggregation of turn-down and onsite generation 5 Howick Place London SW1P 1WG TQ294791 | N/A |  |  |  | Yes | [13 empty] | Deferred
1 | DFBS12 | T-4 | Capacity Auction | 2021 | BlueGridPower Ltd |  | Drumcross Farm Battery Storage Facility |  | 02082399917 | info@gridcodepower.com | Distribution | Non CMRS | New Build Generating CMU | Storage - Battery | Storage | Yes | Conditionally Prequalified | Opt-In |  | 15 |  | Yes | Yes |  | 287370 | Yes | 29.9 |  |  | 28.737 |  |  |  | 28.737 |  |  | The facility consists of a lithium Ion battery storage system capable of importing, storing and exporting electricity. It connects to SPEN’s 33kV distribution network at 33kV Land at Drumcross Farm, Bishopton nr Erskine PA7 5PR. See map for exact location. NS 453 709 | N/A |  |  |  | Yes | [13 empty] | Deferred
2 | DGP002 | T-4 | Capacity Auction | 2021 | Sainc Energy Limited |  | DPG-GAS |  | 07725558549 | kss@saincenergy.com | Distribution | Non CMRS | New Build Generating CMU | Gas | OCGT and Reciprocating Engines |  | Conditionally Prequalified | Opt-In |  | 15 |  | Yes |  |  | 185830 |  | 19.6 |  |  | 18.583 |  |  |  | 18.772 |  |  | The CMU is a new reciprocating engine based gas fuelled generating unit. Dunnikier Peaking Power, Wheatfield Road, Kirkcaldy. Fife. KY1 3PE NT 285944 | N/A |  |  |  | Yes | [13 empty] | Deferred
1 | DGROO3 | T-4 | Capacity Auction | 2021 | Centrica Distributed Generation Limited |  | Roosecote DG | Centrica Plc | 01753492571 | Distributed-Generation@centrica.com | Distribution | Non CMRS | New Build Generating CMU | Gas | OCGT and Reciprocating Engines (Fuel Type - Gas) |  | Conditionally Prequalified | Opt-In |  | 15 |  | Yes | Yes |  | 459830 |  | 48.5 |  |  | 45.983 |  |  |  | 45.983 |  |  | A Prospective New Build Gas reciprocating energy reserve facility Rampside Road, Roosecote, Near Barrow-in-Furness, Cumbria LA13 0PQ SD 224 682 | N/A |  |  |  | Yes | [13 empty] | Deferred
2 | DIB517 | T-4 | Capacity Auction | 2021 | RWE Generation UK plc |  | CMU_DIDCB5 | RWE Generation UK Holdings PLC | 01793475217 | CapMarketSecondaryTrading@rwe.com | Transmission | CMRS | Existing Generating CMU | Gas | CCGT |  | Prequalified | Opt-In |  | 1 |  |  |  |  | 0 |  | 800 |  |  | 720 |  |  |  | 720 |  |  | Didcot B5 - CCGT Didcot B Power Station Milton Road Didcot Oxfordshire OX11 7YU SU 507 921 | 4055 |  |  |  | No |  |  |  | No | [9 empty] | No
1 | DIB617 | T-4 | Capacity Auction | 2021 | RWE Generation UK plc |  | CMU_DIDCB6 | RWE Generation UK Holdings PLC | 01793475217 | CapMarketSecondaryTrading@rwe.com | Transmission | CMRS | Existing Generating CMU | Gas | CCGT |  | Prequalified | Opt-In |  | 1 |  |  |  |  | 0 |  | 750 |  |  | 675 |  |  |  | 675 |  |  | Didcot B6 - CCGT Didcot B Power Station Milton Road Didcot Oxfordshire OX11 7YU SU 507 921 | 4055 |  |  |  | No |  |  |  | No | [9 empty] | No
2 | DID171 | T-4 | Capacity Auction | 2021 | RWE Generation UK plc |  | CMU_DIDC1G | RWE Generation UK Holdings PLC | 01793475217 | CapMarketSecondaryTrading@rwe.com | Distribution | CMRS | Existing Generating CMU | Distillate | OCGT and Reciprocating Engines |  | Prequalified | Opt-In |  | 1 |  |  |  |  | 0 |  | 25 |  |  | 23.703 |  |  |  | 23.703 |  |  | Didcot 1 OCGT - Power factor used for conversion of kVA to MW is 1 Fuel type is distillate Didcot OCGT Power Station Didcot Oxfordshire OX11 7HA SU 510 920 | 4032 |  |  |  | No | No | Yes |  | No | [9 empty] | No
1 | DID172 | T-4 | Capacity Auction | 2021 | RWE Generation UK plc |  | CMU_DIDC2G | RWE Generation UK Holdings PLC | 01793475217 | CapMarketSecondaryTrading@rwe.com | Distribution | CMRS | Existing Generating CMU | Distillate | OCGT and Reciprocating Engines |  | Prequalified | Opt-In |  | 1 |  |  |  |  | 0 |  | 25 |  |  | 23.703 |  |  |  | 23.703 |  |  | Didcot 2 OCGT - Power factor used for conversion of kVA to MW is 1 . Fuel type is distillate Didcot OCGT Power Station Didcot Oxfordshire OX11 7HA SU 510 920 | 4032 |  |  |  | No | No | Yes |  | No | [9 empty] | No
2 | DID173 | T-4 | Capacity Auction | 2021 | RWE Generation UK plc |  | CMU_DIDC3G | RWE Generation UK Holdings PLC | 01793475217 | CapMarketSecondaryTrading@rwe.com | Distribution | CMRS | Existing Generating CMU | Distillate | OCGT and Reciprocating Engines |  | Prequalified | Opt-In |  | 1 |  |  |  |  | 0 |  | 25 |  |  | 23.703 |  |  |  | 23.703 |  |  | Didcot 3 OCGT - Power factor used for conversion of kVA to MW is 1 . Fuel type is distillate Didcot OCGT Power Station Didcot Oxfordshire OX11 7HA SU 510 920 | 4032 |  |  |  | No | No | Yes |  | No | [9 empty] | No
1 | DID174 | T-4 | Capacity Auction | 2021 | RWE Generation UK plc |  | CMU_DIDC4G | RWE Generation UK Holdings PLC | 01793475217 | CapMarketSecondaryTrading@rwe.com | Distribution | CMRS | Existing Generating CMU | Distillate | OCGT and Reciprocating Engines |  | Prequalified | Opt-In |  | 1 |  |  |  |  | 0 |  | 25 |  |  | 23.703 |  |  |  | 23.703 |  |  | Didcot 4 OCGT - Power factor used for conversion of kVA to MW is 1 Fuel type is distillate Didcot OCGT Power Station Didcot Oxfordshire OX11 7HA SU 510 920 | 4032 |  |  |  | No | No | Yes |  | No | [9 empty] | No
2 | DING21 | T-4 | Capacity Auction | 2021 | Dynamic Epower Holdings Limited |  | Dingle 2 |  | 02071381083 | chris@hamiltonmarch.com | Distribution | Non CMRS | New Build Generating CMU | Gas | OCGT and Reciprocating Engines |  | Conditionally Prequalified | Opt-In |  | 15 |  | Yes | Yes |  | 132730 | Yes | 14 |  |  | 13.273 |  |  |  | 13.273 |  |  | A gas or diesel fired grid support generating plant. Vicarage Lane, Off Church Lane Newton With Scale, Preston PR4 3RX SD 453 315 | N/A |  |  |  | Yes | [13 empty] | Deferred
1 | DINN21 | T-4 | Capacity Auction | 2021 | A.E. MORRIS LIMITED |  | DINNINGTON |  | 01302864014 | alan@j3businesspark.co.uk | Distribution | Non CMRS | New Build Generating CMU | Gas | OCGT and Reciprocating Engines (Fuel Type - Gas) |  | Conditionally Prequalified | Opt-In |  | 15 |  | Yes | Yes |  | 75850 | Yes | 8 |  |  | 7.585 |  |  |  | 7.585 |  |  | A 8MW New Build gas fuelled generating station. Land at Caxton Way, Dinnington, Rotherham, S25 3QE. SK 519 865 | N/A |  |  |  | Yes | [13 empty] | Deferred
2 | DN2117 | T-4 | Capacity Auction | 2021 | EDF Energy Nuclear Generation Limited |  | Dungeness B Power Station CMU 21 | EDF Energy Holdings Limited | 01452653775 | EDFEnergyCMSecondaryTrading@edfenergy.com | Transmission | CMRS | Existing Generating CMU | Nuclear | Nuclear |  | Prequalified | Opt-In |  | 1 |  |  |  |  | 0 |  | 551.533 |  |  | 470.127 |  |  |  | 470.127 |  |  | Dungeness B Power Station CMU 21: [DN2117] T_DNGB21 + (50% x T_DNGB-D) EDF Energy, Dungeness B power station, Romney Marsh, Kent, TN29 9PX TR 082 168 | 6031 |  |  |  | No |  |  |  | No | [9 empty] | No
1 | DN2217 | T-4 | Capacity Auction | 2021 | EDF Energy Nuclear Generation Limited |  | Dungeness B Power Station CMU 22 | EDF Energy Holdings Limited | 01452653775 | EDFEnergyCMSecondaryTrading@edfenergy.com | Transmission | CMRS | Existing Generating CMU | Nuclear | Nuclear |  | Prequalified | Opt-In |  | 1 |  |  |  |  | 0 |  | 552.403 |  |  | 470.868 |  |  |  | 470.868 |  |  | Dungeness B Power Station CMU 22: [DN2217] T_DNGB22 + (50% x T_DNGB-D) EDF Energy, Dungeness B power station, Romney Marsh, Kent, TN29 9PX TR 082 168 | 6031 |  |  |  | No |  |  |  | No | [9 empty] | No
2 | DORSE1 | T-4 | Capacity Auction | 2021 | Coldharbour Power Reserve Limited |  | DORSE1 |  | 01962807060 | paul.sanders@newstreamrenewables.com | Distribution | Non CMRS | New Build Generating CMU | Gas | OCGT and Reciprocating Engines (Fuel Type - Gas) |  | Conditionally Prequalified | Opt-In |  | 15 |  | Yes | Yes |  | 75850 | Yes | 8 |  |  | 7.585 |  |  |  | 7.585 |  |  | A New Build 8MW Gas Fuelled Generating Station. Chapel Ln, Christchurch BH23 6BG SZ 101 987 | N/A |  |  |  | Yes | [13 empty] | Deferred
1 | DORSE2 | T-4 | Capacity Auction | 2021 | Coldharbour Power Reserve Limited |  | DORSE2 |  | 01962807060 | paul.sanders@newstreamrenewables.com | Distribution | Non CMRS | New Build Generating CMU | Gas | OCGT and Reciprocating Engines (Fuel Type - Gas) |  | Conditionally Prequalified | Opt-In |  | 15 |  | Yes | Yes |  | 47410 | Yes | 5 |  |  | 4.741 |  |  |  | 4.741 |  |  | A New Build 5MW Gas Fuelled Generating Station. Kent Ln, Harbridge, Ringwood BH24 3PY, UK SU 133 102 | N/A |  |  |  | Yes | [13 empty] | Deferred
2 | DR214A | T-4 | Capacity Auction | 2021 | EDF Energy Customers plc |  | EDF Energy Demand Side Response 214A | EDF Energy plc | 01452653775 | EDFEnergyCMSecondaryTrading@edfenergy.com | Distribution | Non CMRS | Unproven DSR CMU | DSR | DSR |  | Conditionally Prequalified | Opt-In |  | 1 | Yes |  |  |  | 43170 |  | 10 |  |  | 8.634 |  |  |  | 8.634 |  |  | Onsite load reduction and back up generation behind the meter on multiple sites N/A N/A | N/A |  |  |  | Yes | [13 empty] | Deferred
1 | DR214B | T-4 | Capacity Auction | 2021 | EDF Energy Customers plc |  | EDF Energy Demand Side Response 214B | EDF Energy plc | 01452653775 | EDFEnergyCMSecondaryTrading@edfenergy.com | Distribution | Non CMRS | Unproven DSR CMU | DSR | DSR |  | Conditionally Prequalified | Opt-In |  | 1 | Yes |  |  |  | 43170 |  | 10 |  |  | 8.634 |  |  |  | 8.634 |  |  | Onsite load reduction and back up generation behind the meter on multiple sites N/A N/A | N/A |  |  |  | Yes | [13 empty] | Deferred
2 | DR214C | T-4 | Capacity Auction | 2021 | EDF Energy Customers plc |  | EDF Energy Demand Side Response 214C | EDF Energy plc | 01452653775 | EDFEnergyCMSecondaryTrading@edfenergy.com | Distribution | Non CMRS | Unproven DSR CMU | DSR | DSR |  | Conditionally Prequalified | Opt-In |  | 1 | Yes |  |  |  | 43170 |  | 10 |  |  | 8.634 |  |  |  | 8.634 |  |  | Onsite load reduction and back up generation behind the meter on multiple sites N/A N/A | N/A |  |  |  | Yes | [13 empty] | Deferred
1 | DR214D | T-4 | Capacity Auction | 2021 | EDF Energy Customers plc |  | EDF Energy Demand Side Response 214D | EDF Energy plc | 01452653775 | EDFEnergyCMSecondaryTrading@edfenergy.com | Distribution | Non CMRS | Unproven DSR CMU | DSR | DSR |  | Conditionally Prequalified | Opt-In |  | 1 | Yes |  |  |  | 43170 |  | 10 |  |  | 8.634 |  |  |  | 8.634 |  |  | Onsite load reduction and back up generation behind the meter on multiple sites N/A N/A | N/A |  |  |  | Yes | [13 empty] | Deferred
2 | DR214E | T-4 | Capacity Auction | 2021 | EDF Energy Customers plc |  | EDF Energy Demand Side Response 214E | EDF Energy plc | 01452653775 | EDFEnergyCMSecondaryTrading@edfenergy.com | Distribution | Non CMRS | Unproven DSR CMU | DSR | DSR |  | Conditionally Prequalified | Opt-In |  | 1 | Yes |  |  |  | 43170 |  | 10 |  |  | 8.634 |  |  |  | 8.634 |  |  | Onsite load reduction and back up generation behind the meter on multiple sites N/A N/A | N/A |  |  |  | Yes | [13 empty] | Deferred
1 | DR214F | T-4 | Capacity Auction | 2021 | EDF Energy Customers plc |  | EDF Energy Demand Side Response 214F | EDF Energy plc | 01452653775 | EDFEnergyCMSecondaryTrading@edfenergy.com | Distribution | Non CMRS | Unproven DSR CMU | DSR | DSR |  | Conditionally Prequalified | Opt-In |  | 1 | Yes |  |  |  | 43170 |  | 10 |  |  | 8.634 |  |  |  | 8.634 |  |  | Onsite load reduction and back up generation behind the meter on multiple sites N/A N/A | N/A |  |  |  | Yes | [13 empty] | Deferred
2 | DR214G | T-4 | Capacity Auction | 2021 | EDF Energy Customers plc |  | EDF Energy Demand Side Response 214G | EDF Energy plc | 01452653775 | EDFEnergyCMSecondaryTrading@edfenergy.com | Distribution | Non CMRS | Unproven DSR CMU | DSR | DSR |  | Conditionally Prequalified | Opt-In |  | 1 | Yes |  |  |  | 43170 |  | 10 |  |  | 8.634 |  |  |  | 8.634 |  |  | Onsite load reduction and back up generation behind the meter on multiple sites N/A N/A | N/A |  |  |  | Yes | [13 empty] | Deferred
1 | DR214H | T-4 | Capacity Auction | 2021 | EDF Energy Customers plc |  | EDF Energy Demand Side Response 214H | EDF Energy plc | 01452653775 | EDFEnergyCMSecondaryTrading@edfenergy.com | Distribution | Non CMRS | Unproven DSR CMU | DSR | DSR |  | Conditionally Prequalified | Opt-In |  | 1 | Yes |  |  |  | 43170 |  | 10 |  |  | 8.634 |  |  |  | 8.634 |  |  | Onsite load reduction and back up generation behind the meter on multiple sites N/A N/A | N/A |  |  |  | Yes | [13 empty] | Deferred
2 | DR214I | T-4 | Capacity Auction | 2021 | EDF Energy Customers plc |  | EDF Energy Demand Side Response 214I | EDF Energy plc | 01452653775 | EDFEnergyCMSecondaryTrading@edfenergy.com | Distribution | Non CMRS | Unproven DSR CMU | DSR | DSR |  | Conditionally Prequalified | Opt-In |  | 1 | Yes |  |  |  | 86340 |  | 20 |  |  | 17.268 |  |  |  | 17.268 |  |  | Onsite load reduction and back up generation behind the meter on multiple sites N/A N/A | N/A |  |  |  | Yes | [13 empty] | Deferred
1 | DR214J | T-4 | Capacity Auction | 2021 | EDF Energy Customers plc |  | EDF Energy Demand Side Response 214J | EDF Energy plc | 01452653775 | EDFEnergyCMSecondaryTrading@edfenergy.com | Distribution | Non CMRS | Unproven DSR CMU | DSR | DSR |  | Conditionally Prequalified | Opt-In |  | 1 | Yes |  |  |  | 86340 |  | 20 |  |  | 17.268 |  |  |  | 17.268 |  |  | Onsite load reduction and back up generation behind the meter on multiple sites N/A N/A | N/A |  |  |  | Yes | [13 empty] | Deferred
2 | DR214K | T-4 | Capacity Auction | 2021 | EDF Energy Customers plc |  | EDF Energy Demand Side Response 214K | EDF Energy plc | 01452653775 | EDFEnergyCMSecondaryTrading@edfenergy.com | Distribution | Non CMRS | Unproven DSR CMU | DSR | DSR |  | Conditionally Prequalified | Opt-In |  | 1 | Yes |  |  |  | 86340 |  | 20 |  |  | 17.268 |  |  |  | 17.268 |  |  | Onsite load reduction and back up generation behind the meter on multiple sites N/A N/A | N/A |  |  |  | Yes | [13 empty] | Deferred
1 | DR214L | T-4 | Capacity Auction | 2021 | EDF Energy Customers plc |  | EDF Energy Demand Side Response 214L | EDF Energy plc | 01452653775 | EDFEnergyCMSecondaryTrading@edfenergy.com | Distribution | Non CMRS | Unproven DSR CMU | DSR | DSR |  | Conditionally Prequalified | Opt-In |  | 1 | Yes |  |  |  | 86340 |  | 20 |  |  | 17.268 |  |  |  | 17.268 |  |  | Onsite load reduction and back up generation behind the meter on multiple sites N/A N/A | N/A |  |  |  | Yes | [13 empty] | Deferred
2 | DR214M | T-4 | Capacity Auction | 2021 | EDF Energy Customers plc |  | EDF Energy Demand Side Response 214M | EDF Energy plc | 01452653775 | EDFEnergyCMSecondaryTrading@edfenergy.com | Distribution | Non CMRS | Unproven DSR CMU | DSR | DSR |  | Conditionally Prequalified | Opt-In |  | 1 | Yes |  |  |  | 86340 |  | 20 |  |  | 17.268 |  |  |  | 17.268 |  |  | Onsite load reduction and back up generation behind the meter on multiple sites N/A N/A | N/A |  |  |  | Yes | [13 empty] | Deferred
1 | DR214N | T-4 | Capacity Auction | 2021 | EDF Energy Customers plc |  | EDF Energy Demand Side Response 214N | EDF Energy plc | 01452653775 | EDFEnergyCMSecondaryTrading@edfenergy.com | Distribution | Non CMRS | Unproven DSR CMU | DSR | DSR |  | Conditionally Prequalified | Opt-In |  | 1 | Yes |  |  |  | 86340 |  | 20 |  |  | 17.268 |  |  |  | 17.268 |  |  | Onsite load reduction and back up generation behind the meter on multiple sites N/A N/A | N/A |  |  |  | Yes | [13 empty] | Deferred
2 | DR214O | T-4 | Capacity Auction | 2021 | EDF Energy Customers plc |  | EDF Energy Demand Side Response 214O | EDF Energy plc | 01452653775 | EDFEnergyCMSecondaryTrading@edfenergy.com | Distribution | Non CMRS | Unproven DSR CMU | DSR | DSR |  | Conditionally Prequalified | Opt-In |  | 1 | Yes |  |  |  | 86340 |  | 20 |  |  | 17.268 |  |  |  | 17.268 |  |  | Onsite load reduction and back up generation behind the meter on multiple sites N/A N/A | N/A |  |  |  | Yes | [13 empty] | Deferred
1 | DR214P | T-4 | Capacity Auction | 2021 | EDF Energy Customers plc |  | EDF Energy Demand Side Response 214P | EDF Energy plc | 01452653775 | EDFEnergyCMSecondaryTrading@edfenergy.com | Distribution | Non CMRS | Unproven DSR CMU | DSR | DSR |  | Conditionally Prequalified | Opt-In |  | 1 | Yes |  |  |  | 86340 |  | 20 |  |  | 17.268 |  |  |  | 17.268 |  |  | Onsite load reduction and back up generation behind the meter on multiple sites N/A N/A | N/A |  |  |  | Yes | [13 empty] | Deferred
2 | DR214Q | T-4 | Capacity Auction | 2021 | EDF Energy Customers plc |  | EDF Energy Demand Side Response 214Q | EDF Energy plc | 01452653775 | EDFEnergyCMSecondaryTrading@edfenergy.com | Distribution | Non CMRS | Unproven DSR CMU | DSR | DSR |  | Conditionally Prequalified | Opt-In |  | 1 | Yes |  |  |  | 86340 |  | 20 |  |  | 17.268 |  |  |  | 17.268 |  |  | Onsite load reduction and back up generation behind the meter on multiple sites N/A N/A | N/A |  |  |  | Yes | [13 empty] | Deferred
1 | DR214R | T-4 | Capacity Auction | 2021 | EDF Energy Customers plc |  | EDF Energy Demand Side Response 214R | EDF Energy plc | 01452653775 | EDFEnergyCMSecondaryTrading@edfenergy.com | Distribution | Non CMRS | Unproven DSR CMU | DSR | DSR |  | Conditionally Prequalified | Opt-In |  | 1 | Yes |  |  |  | 86340 |  | 20 |  |  | 17.268 |  |  |  | 17.268 |  |  | Onsite load reduction and back up generation behind the meter on multiple sites N/A N/A | N/A |  |  |  | Yes | [13 empty] | Deferred
2 | DR214S | T-4 | Capacity Auction | 2021 | EDF Energy Customers plc |  | EDF Energy Demand Side Response 214S | EDF Energy plc | 01452653775 | EDFEnergyCMSecondaryTrading@edfenergy.com | Distribution | Non CMRS | Unproven DSR CMU | DSR | DSR |  | Conditionally Prequalified | Opt-In |  | 1 | Yes |  |  |  | 86340 |  | 20 |  |  | 17.268 |  |  |  | 17.268 |  |  | Onsite load reduction and back up generation behind the meter on multiple sites N/A N/A | N/A |  |  |  | Yes | [13 empty] | Deferred
1 | DR214T | T-4 | Capacity Auction | 2021 | EDF Energy Customers plc |  | EDF Energy Demand Side Response 214T | EDF Energy plc | 01452653775 | EDFEnergyCMSecondaryTrading@edfenergy.com | Distribution | Non CMRS | Unproven DSR CMU | DSR | DSR |  | Conditionally Prequalified | Opt-In |  | 1 | Yes |  |  |  | 86340 |  | 20 |  |  | 17.268 |  |  |  | 17.268 |  |  | Onsite load reduction and back up generation behind the meter on multiple sites N/A N/A | N/A |  |  |  | Yes | [13 empty] | Deferred
2 | DR214U | T-4 | Capacity Auction | 2021 | EDF Energy Customers plc |  | EDF Energy Demand Side Response 214U | EDF Energy plc | 01452653775 | EDFEnergyCMSecondaryTrading@edfenergy.com | Distribution | Non CMRS | Unproven DSR CMU | DSR | DSR |  | Conditionally Prequalified | Opt-In |  | 1 | Yes |  |  |  | 86340 |  | 20 |  |  | 17.268 |  |  |  | 17.268 |  |  | Onsite load reduction and back up generation behind the meter on multiple sites N/A N/A | N/A |  |  |  | Yes | [13 empty] | Deferred
1 | DR214V | T-4 | Capacity Auction | 2021 | EDF Energy Customers plc |  | EDF Energy Demand Side Response 214V | EDF Energy plc | 01452653775 | EDFEnergyCMSecondaryTrading@edfenergy.com | Distribution | Non CMRS | Unproven DSR CMU | DSR | DSR |  | Conditionally Prequalified | Opt-In |  | 1 | Yes |  |  |  | 86340 |  | 20 |  |  | 17.268 |  |  |  | 17.268 |  |  | Onsite load reduction and back up generation behind the meter on multiple sites N/A N/A | N/A |  |  |  | Yes | [13 empty] | Deferred
2 | DR214W | T-4 | Capacity Auction | 2021 | EDF Energy Customers plc |  | EDF Energy Demand Side Response 214W | EDF Energy plc | 01452653775 | EDFEnergyCMSecondaryTrading@edfenergy.com | Distribution | Non CMRS | Unproven DSR CMU | DSR | DSR |  | Conditionally Prequalified | Opt-In |  | 1 | Yes |  |  |  | 86340 |  | 20 |  |  | 17.268 |  |  |  | 17.268 |  |  | Onsite load reduction and back up generation behind the meter on multiple sites N/A N/A | N/A |  |  |  | Yes | [13 empty] | Deferred
1 | DR214X | T-4 | Capacity Auction | 2021 | EDF Energy Customers plc |  | EDF Energy Demand Side Response 214X | EDF Energy plc | 01452653775 | EDFEnergyCMSecondaryTrading@edfenergy.com | Distribution | Non CMRS | Unproven DSR CMU | DSR | DSR |  | Conditionally Prequalified | Opt-In |  | 1 | Yes |  |  |  | 86340 |  | 20 |  |  | 17.268 |  |  |  | 17.268 |  |  | Onsite load reduction and back up generation behind the meter on multiple sites N/A N/A | N/A |  |  |  | Yes | [13 empty] | Deferred
2 | DR214Y | T-4 | Capacity Auction | 2021 | EDF Energy Customers plc |  | EDF Energy Demand Side Response 214Y | EDF Energy plc | 01452653775 | EDFEnergyCMSecondaryTrading@edfenergy.com | Distribution | Non CMRS | Unproven DSR CMU | DSR | DSR |  | Conditionally Prequalified | Opt-In |  | 1 | Yes |  |  |  | 215850 |  | 50 |  |  | 43.17 |  |  |  | 43.17 |  |  | Onsite load reduction and back up generation behind the meter on multiple sites N/A N/A | N/A |  |  |  | Yes | [13 empty] | Deferred
1 | DR214Z | T-4 | Capacity Auction | 2021 | EDF Energy Customers plc |  | EDF Energy Demand Side Response 214Z | EDF Energy plc | 01452653775 | EDFEnergyCMSecondaryTrading@edfenergy.com | Distribution | Non CMRS | Unproven DSR CMU | DSR | DSR |  | Conditionally Prequalified | Opt-In |  | 1 | Yes |  |  |  | 215850 |  | 50 |  |  | 43.17 |  |  |  | 43.17 |  |  | Onsite load reduction and back up generation behind the meter on multiple sites N/A N/A | N/A |  |  |  | Yes | [13 empty] | Deferred
2 | DROP01 | T-4 | Capacity Auction | 2021 | RYDBERG DEVELOPMENT COMPANY LIMITED |  | DROP01 | Hartree Partners Power Holdings (UK) Limited | 02072017134 | londonpoweroperations@hplp.com | Distribution | Non CMRS | New Build Generating CMU | Gas | OCGT and Reciprocating Engines (Fuel Type - Gas) |  | Conditionally Prequalified | Opt-In |  | 15 |  | Yes | Yes |  | 56890 | Yes | 6 |  |  | 5.689 |  |  |  | 5.689 |  |  | New build power station comprised of multiple reciprocating engines. New Droppingwell Road, Rotherham, S61 2DL SK 388 927 | N/A |  |  |  | Yes | [13 empty] | Deferred
1 | DROP02 | T-4 | Capacity Auction | 2021 | RYDBERG DEVELOPMENT COMPANY LIMITED |  | DROP02 | Hartree Partners Power Holdings (UK) Limited | 02072017134 | londonpoweroperations@hplp.com | Distribution | Non CMRS | New Build Generating CMU | Gas | OCGT and Reciprocating Engines (Fuel Type - Gas) |  | Conditionally Prequalified | Opt-In |  | 15 |  | Yes | Yes |  | 56890 | Yes | 6 |  |  | 5.689 |  |  |  | 5.689 |  |  | New build power station comprised of multiple reciprocating engines. New Droppingwell Road, Rotherham, S61 2DL SK 388 927 | N/A |  |  |  | Yes | [13 empty] | Deferred
2 | DRUM01 | T-4 | Capacity Auction | 2021 | Drumcross Generation Limited |  | Drumcross | Forsa Energy CM Holdings Limited | 02079522244 | jpoley@velocitaenergy.com | Distribution | Non CMRS | New Build Generating CMU | Gas | OCGT and Reciprocating Engines (Fuel Type - Gas) |  | Conditionally Prequalified | Opt-In |  | 15 |  | Yes | Yes |  | 188670 | Yes | 19.9 |  |  | 18.867 |  |  |  | 18.867 |  |  | A new build, gas fuelled generation station. On land north of the A89, Drumcross Farm, near Bathgate EH48 1JY NT 010 696 | N/A |  |  |  | Yes | [13 empty] | Deferred
1 | DS1805 | T-4 | Capacity Auction | 2021 | E.ON UK Plc |  | EON026 |  | 07816292478 | EEMFM@eon.com | Distribution | CMRS | Proven DSR CMU | DSR | DSR |  | Prequalified | Opt-In |  | 1 |  |  |  |  | 0 |  | 24.153 | 24.153 |  | 20.854 |  |  |  | 20.854 |  |  | Component is a steel melting facility with electric arc-furnaces, which can be controlled to reduce their power demand when required SMACC Melting Shop, Shepcote Lane, Europa Link, Sheffield, S9 1TZ SK 402 893 | T_TINSD-1 |  |  |  | No |  |  |  | No | [9 empty] | No
2 | DS1822 | T-4 | Capacity Auction | 2021 | Citigen (London) Limited |  | Citigen | E.ON UK CHP LIMITED | 07816292478 | EEMFM@eon.com | Distribution | Non CMRS | Existing Generating CMU | Gas | CHP and autogeneration |  | Prequalified | Opt-In |  | 1 |  |  |  |  | 0 |  | 8.108 |  |  | 7.297 |  |  |  | 7.297 |  |  | A site with two reciprocating gas engine CHPs, providing hot water to a local district heating network as well as chilled water from an absorption chiller to a district chill network. 47-53 Charterhouse Street, London, EC1M 6PB TQ 316 817 | 1200010261399 |  |  |  | No | No | Yes | Metering Option (a) | No |  |  | No | [6 empty] | No
1 | DS1823 | T-4 | Capacity Auction | 2021 | E.ON UK Plc |  | CEN002 |  | 07816292478 | EEMFM@eon.com | Distribution | Non CMRS | Existing Generating CMU | Gas | CHP and autogeneration |  | Prequalified | Opt-In |  | 1 |  |  |  |  | 0 |  | 3.312 |  |  | 2.982 |  |  |  | 2.98 |  |  | A reciprocating gas engine CHP site providing hot water to a local district heating network. Academy Way, Dagenham, London, RM8 2BF TQ 464 856 | 1200061054100 |  |  |  | No | Yes | No | Metering Option (b) | Yes | Yes | 6 of the 8 components have MPAN import/export meters registered. As well as being used for the Capacity Market these are used for supplier calculation of import costs and export revenue for the sites. The remaining two components (CRBCHP & COLCHP) have dedicated Capacity Market meters installed on the CHP. |  |  | Yes |  | The 6 components with MPAN settlement meters have the following system accuracy: Class 1.0 according to IEC 62053-21, Class 2.0 according to IEC 62053-23. The remaining two meters on CRBCHP and COLCHP are COP5 compliant. | Yes |  | Yes
X | DS1823-Component |  |  |  | E.ON UK Plc | [9 empty] | CHP and autogeneration | [21 empty] | A reciprocating gas engine CHP site providing hot water to a local district heating network. Midland Road, Bath, BA2 3EW ST 739 649
X | DS1823-Component |  |  |  | E.ON UK Plc | [9 empty] | CHP and autogeneration | [21 empty] | A reciprocating gas engine CHP site providing hot water to a local district heating network, as well as providing some power direct via private wire to a local hotel. Joslin Avenue, Barnet, London, NW9 5HB TQ 211 898
X | DS1823-Component |  |  |  | E.ON UK Plc | [9 empty] | CHP and autogeneration | [21 empty] | A reciprocating gas engine CHP site providing hot water to a local district heating network. A solar PV installation is also installed on site, but is metered seperately to the CHP (see SLD). Honiton Road, Cranbrook, Exeter, EX5 2DX SX 997 944
X | DS1823-Component |  |  |  | E.ON UK Plc | [9 empty] | CHP and autogeneration | [21 empty] | A reciprocating gas engine CHP site providing hot water to a local district heating network. Porters Way, Hillingdon, Greater London, UB7 9AA TQ 070 795
X | DS1823-Component |  |  |  | E.ON UK Plc | [9 empty] | CHP and autogeneration | [21 empty] | A reciprocating gas engine CHP site providing hot water to a local district heating network. Montreal House, Surrey Quay Road, Rotherhithe, London, SE16 7AP TQ 355 795
X | DS1823-Component |  |  |  | E.ON UK Plc | [9 empty] | CHP and autogeneration | [21 empty] | A reciprocating gas engine CHP site providing hot water to a local district heating network. Akerman Road, Lambeth, London, SW9 6SN TQ 316 767
X | DS1823-Component |  |  |  | E.ON UK Plc | [9 empty] | CHP and autogeneration | [21 empty] | A reciprocating gas engine CHP site providing hot water to a local district heating network. Devons Road, Bromley by Bow, London, E3 3BF TQ 373 818
2 | DS1824 | T-4 | Capacity Auction | 2021 | E.ON UK Plc |  | CEN003 |  | 07816292478 | EEMFM@eon.com | Distribution | Non CMRS | Existing Generating CMU | Gas | CHP and autogeneration |  | Rejected | Opt-In |  | 1 |  |  |  |  | 0 |  | 2.071 |  |  | 1.866 |  |  |  | 1.865 |  |  | A reciprocating gas engine CHP providing hot water to a local heating network North Woolwich Road Silvertown London E16 2HP TQ 413 800 | 2000055029479 |  |  |  | Yes | [13 empty] | Deferred
X | DS1824-Component |  |  |  | E.ON UK Plc | [9 empty] | CHP and autogeneration | [21 empty] | A reciprocating gas engine CHP providing hot water to a local heating network. Foundry Court, Southampton, SO19 9ST SU 436 107
X | DS1824-Component |  |  |  | E.ON UK Plc | [9 empty] | CHP and autogeneration | [21 empty] | A reciprocating gas engine CHP providing hot water to a local heating network 35 Evelyn Street Surrey Quays London SE8 5RT TQ 361 786
X | DS1824-Component |  |  |  | E.ON UK Plc | [9 empty] | CHP and autogeneration | [21 empty] | A reciprocating gas engine CHP providing hot water to a local heating network Gaumont Tower Dalston Square Hackney London E8 3BQ TQ 336 847
X | DS1824-Component |  |  |  | E.ON UK Plc | [9 empty] | CHP and autogeneration | [21 empty] | A reciprocating gas engine CHP providing hot water to a local heating network Fulham Riverside Townmead Road Fulham SW6 2SY TQ 261 758
X | DS1824-Component |  |  |  | E.ON UK Plc | [9 empty] | CHP and autogeneration | [21 empty] | A reciprocating gas engine CHP providing hot water to a local heating network Fulham Riverside Townmead Road Fulham SW6 2SY TQ 261 758
X | DS1824-Component |  |  |  | E.ON UK Plc | [9 empty] | CHP and autogeneration | [21 empty] | A reciprocating gas engine CHP providing hot water to a local heating network Loampit Vale Elmira Street Lewisham London SE13 7DJ TQ 379 757
X | DS1824-Component |  |  |  | E.ON UK Plc | [9 empty] | CHP and autogeneration | [21 empty] | A reciprocating gas engine CHP providing hot water to a local heating network Racecourse Road Newbury West Berkshire RG14 7NZ SU 483 666
X | DS1824-Component |  |  |  | E.ON UK Plc | [9 empty] | CHP and autogeneration | [21 empty] | A reciprocating gas engine CHP providing hot water to a local heating network Parkside Place, Harrow Road, Brent, Middlesex, HA0 2NB TQ 168 852
X | DS1824-Component |  |  |  | E.ON UK Plc | [9 empty] | CHP and autogeneration | [21 empty] | A reciprocating gas engine CHP providing hot water to a local CHP network Queensland Road, Islington, London, N7 7AJ TQ 312 856
X | DS1824-Component |  |  |  | E.ON UK Plc | [9 empty] | CHP and autogeneration | [21 empty] | A reciprocating gas engine CHP providing hot water to a local heating network Former Oldchurch Hospital Waterloo Road Romford, Essex RM7 0BE TQ 497 881
X | DS1824-Component |  |  |  | E.ON UK Plc | [9 empty] | CHP and autogeneration | [21 empty] | A reciprocating gas engine CHP providing hot water to a local heat network Waddon Marsh Purley Way Croydon CR0 4NX TQ 311 649
1 | DS1825 | T-4 | Capacity Auction | 2021 | E.ON Connecting Energies Limited |  | EON1825 |  | 07816292478 | EEMFM@eon.com | Distribution | Non CMRS | Existing Generating CMU | Gas | CHP and autogeneration |  | Prequalified | Opt-In |  | 1 |  |  |  |  | 0 |  | 4.008 |  |  | 3.607 |  |  |  | 3.606 |  |  | CHP engine supplying heat and power to agricultural greenhouses Red Roofs Nursery Limited Dunswell Road Cottingham Hull East Yorkshire HU16 4JT TA 050 343 | 2.3e+25 |  |  |  | Yes | [13 empty] | Deferred
X | DS1825-Component |  |  |  | E.ON Connecting Energies Limited | [9 empty] | CHP and autogeneration | [21 empty] | CHP engine supplying heat and power to an industrial unit Michelin Tyre Company Limited Campbell Road Stoke On Trent Staffordshire ST4 4EY SJ 870 432
X | DS1825-Component |  |  |  | E.ON Connecting Energies Limited | [9 empty] | CHP and autogeneration | [21 empty] | CHP engine supplying heat and power to agricultural greenhouses Red Roofs Nursery Limited North Moor Lane Cottingham HU16 4JN TA 056 342
2 | DS1826 | T-4 | Capacity Auction | 2021 | E.ON Connecting Energies Limited |  | QMCCHP |  | 07816292478 | EEMFM@eon.com | Distribution | Non CMRS | Existing Generating CMU | Gas | CHP and autogeneration |  | Prequalified | Opt-In |  | 1 |  |  |  |  | 0 |  | 4.567 |  |  | 4.11 |  |  |  | 4.11 |  |  | A site with one gas turbine CHP, providing steam and electricity to Queens Medical Centre in Nottingham. QMC Campus, Nottingham University Hospitals, Queens Medical Centre, Derby Road, Nottingham, NG7 2UH SK 548 113 | N/A |  |  |  | Yes | [13 empty] | Deferred
1 | DS2101 | T-4 | Capacity Auction | 2021 | E.ON UK Plc |  | EON2101 |  | 07816292478 | EEMFM@eon.com | Distribution | Non CMRS | Unproven DSR CMU | DSR | DSR |  | Conditionally Prequalified | Opt-In |  | 1 | Yes |  |  |  | 129510 |  | 30 |  |  | 25.902 |  |  |  | 25.902 |  |  | To be confirmed once CMU components are known To be confirmed once CMU components are known To be confirmed once CMU components are known | N/A |  |  |  | Yes | [13 empty] | Deferred
2 | DS2102 | T-4 | Capacity Auction | 2021 | E.ON UK Plc |  | EON2102 |  | 07816292478 | EEMFM@eon.com | Distribution | Non CMRS | Unproven DSR CMU | DSR | DSR |  | Conditionally Prequalified | Opt-In |  | 1 | Yes |  |  |  | 17270 |  | 4 |  |  | 3.454 |  |  |  | 3.454 |  |  | to be confirmed once the CMU components are known to be confirmed once the CMU components are known to be confirmed once the CMU components are known | N/A |  |  |  | Yes | [13 empty] | Deferred
1 | DS2103 | T-4 | Capacity Auction | 2021 | E.ON UK Plc |  | EON2103 |  | 07816292478 | EEMFM@eon.com | Distribution | Non CMRS | Unproven DSR CMU | DSR | DSR |  | Conditionally Prequalified | Opt-In |  | 1 | Yes |  |  |  | 25900 |  | 6 |  |  | 5.18 |  |  |  | 5.18 |  |  | to be confirmed once the CMU components are known to be confirmed once the CMU components are known to be confirmed once the CMU components are known | N/A |  |  |  | Yes | [13 empty] | Deferred
2 | DS2104 | T-4 | Capacity Auction | 2021 | E.ON UK Plc |  | EON2104 |  | 07816292478 | EEMFM@eon.com | Distribution | Non CMRS | Unproven DSR CMU | DSR | DSR |  | Conditionally Prequalified | Opt-In |  | 1 | Yes |  |  |  | 56120 |  | 13 |  |  | 11.224 |  |  |  | 11.224 |  |  | to be confirmed once the CMU components are known to be confirmed once the CMU components are known to be confirmed once the CMU components are known | N/A |  |  |  | Yes | [13 empty] | Deferred
1 | DS2105 | T-4 | Capacity Auction | 2021 | E.ON UK Plc |  | EON2105 |  | 07816292478 | EEMFM@eon.com | Distribution | Non CMRS | Unproven DSR CMU | DSR | DSR |  | Conditionally Prequalified | Opt-In |  | 1 | Yes |  |  |  | 12950 |  | 3 |  |  | 2.59 |  |  |  | 2.59 |  |  | To be confirmed once components are known To be confirmed once components are known To be confirmed once components are known | N/A |  |  |  | Yes | [13 empty] | Deferred
2 | DS2106 | T-4 | Capacity Auction | 2021 | E.ON UK Plc |  | EON2106 |  | 07816292478 | EEMFM@eon.com | Distribution | Non CMRS | Unproven DSR CMU | DSR | DSR |  | Conditionally Prequalified | Opt-In |  | 1 | Yes |  |  |  | 15110 |  | 3.5 |  |  | 3.022 |  |  |  | 3.022 |  |  | To be confirmed once components are known To be confirmed once components are known To be confirmed once components are known | N/A |  |  |  | Yes | [13 empty] | Deferred
1 | DS2107 | T-4 | Capacity Auction | 2021 | E.ON UK Plc |  | EON2107 |  | 07816292478 | EEMFM@eon.com | Distribution | Non CMRS | Unproven DSR CMU | DSR | DSR |  | Conditionally Prequalified | Opt-In |  | 1 | Yes |  |  |  | 17270 |  | 4 |  |  | 3.454 |  |  |  | 3.454 |  |  | To be confirmed once components are known To be confirmed once components are known To be confirmed once components are known | N/A |  |  |  | Yes | [13 empty] | Deferred
2 | DS2109 | T-4 | Capacity Auction | 2021 | E.ON UK Plc |  | EON2109 |  | 07816292478 | EEMFM@eon.com | Distribution | Non CMRS | Unproven DSR CMU | DSR | DSR |  | Conditionally Prequalified | Opt-In |  | 1 | Yes |  |  |  | 129510 |  | 30 |  |  | 25.902 |  |  |  | 25.902 |  |  | To be confirmed once components are known To be confirmed once components are known To be confirmed once components are known | N/A |  |  |  | Yes | [13 empty] | Deferred
1 | DS2110 | T-4 | Capacity Auction | 2021 | E.ON UK Plc |  | EON2110 |  | 07816292478 | EEMFM@eon.com | Distribution | Non CMRS | Unproven DSR CMU | DSR | DSR |  | Conditionally Prequalified | Opt-In |  | 1 | Yes |  |  |  | 86340 |  | 20 |  |  | 17.268 |  |  |  | 17.268 |  |  | To be confirmed once components are known To be confirmed once components are known To be confirmed once components are known | N/A |  |  |  | Yes | [13 empty] | Deferred
2 | DS2111 | T-4 | Capacity Auction | 2021 | E.ON UK Plc |  | EON2111 |  | 07816292478 | EEMFM@eon.com | Distribution | Non CMRS | Unproven DSR CMU | DSR | DSR |  | Conditionally Prequalified | Opt-In |  | 1 | Yes |  |  |  | 64755 |  | 15 |  |  | 12.951 |  |  |  | 12.951 |  |  | To be confirmed once components are known To be confirmed once components are known To be confirmed once components are known | N/A |  |  |  | Yes | [13 empty] | Deferred
1 | DS2112 | T-4 | Capacity Auction | 2021 | E.ON UK Plc |  | EON2112 |  | 07816292478 | EEMFM@eon.com | Distribution | Non CMRS | Unproven DSR CMU | DSR | DSR |  | Conditionally Prequalified | Opt-In |  | 1 | Yes |  |  |  | 51805 |  | 12 |  |  | 10.361 |  |  |  | 10.361 |  |  | To be confirmed once components are known To be confirmed once components are known To be confirmed once components are known | N/A |  |  |  | Yes | [13 empty] | Deferred
2 | DS2113 | T-4 | Capacity Auction | 2021 | E.ON UK Plc |  | EON2113 |  | 07816292478 | EEMFM@eon.com | Distribution | Non CMRS | Unproven DSR CMU | DSR | DSR |  | Conditionally Prequalified | Opt-In |  | 1 | Yes |  |  |  | 51805 |  | 12 |  |  | 10.361 |  |  |  | 10.361 |  |  | To be confirmed once components are known To be confirmed once components are known To be confirmed once components are known | N/A |  |  |  | Yes | [13 empty] | Deferred
1 | DS2114 | T-4 | Capacity Auction | 2021 | E.ON UK Plc |  | EON2114 |  | 07816292478 | EEMFM@eon.com | Distribution | Non CMRS | Unproven DSR CMU | DSR | DSR |  | Conditionally Prequalified | Opt-In |  | 1 | Yes |  |  |  | 43170 |  | 10 |  |  | 8.634 |  |  |  | 8.634 |  |  | To be confirmed once components are known To be confirmed once components are known To be confirmed once components are known | N/A |  |  |  | Yes | [13 empty] | Deferred
2 | DS2115 | T-4 | Capacity Auction | 2021 | E.ON UK Plc |  | EON2115 |  | 07816292478 | EEMFM@eon.com | Distribution | Non CMRS | Unproven DSR CMU | DSR | DSR |  | Conditionally Prequalified | Opt-In |  | 1 | Yes |  |  |  | 34535 |  | 8 |  |  | 6.907 |  |  |  | 6.907 |  |  | To be confirmed once components are known To be confirmed once components are known To be confirmed once components are known | N/A |  |  |  | Yes | [13 empty] | Deferred
1 | DS2116 | T-4 | Capacity Auction | 2021 | E.ON UK Plc |  | EON2116 |  | 07816292478 | EEMFM@eon.com | Distribution | Non CMRS | Unproven DSR CMU | DSR | DSR |  | Conditionally Prequalified | Opt-In |  | 1 | Yes |  |  |  | 25900 |  | 6 |  |  | 5.18 |  |  |  | 5.18 |  |  | To be confirmed once components are known To be confirmed once components are known To be confirmed once components are known | N/A |  |  |  | Yes | [13 empty] | Deferred
2 | DS2117 | T-4 | Capacity Auction | 2021 | E.ON UK Plc |  | EON2117 |  | 07816292478 | EEMFM@eon.com | Distribution | Non CMRS | Unproven DSR CMU | DSR | DSR |  | Conditionally Prequalified | Opt-In |  | 1 | Yes |  |  |  | 21585 |  | 5 |  |  | 4.317 |  |  |  | 4.317 |  |  | To be confirmed once components are known To be confirmed once components are known To be confirmed once components are known | N/A |  |  |  | Yes | [13 empty] | Deferred
1 | DS2118 | T-4 | Capacity Auction | 2021 | E.ON UK Plc |  | EON2118 |  | 07816292478 | EEMFM@eon.com | Distribution | Non CMRS | Unproven DSR CMU | DSR | DSR |  | Conditionally Prequalified | Opt-In |  | 1 | Yes |  |  |  | 21585 |  | 5 |  |  | 4.317 |  |  |  | 4.317 |  |  | To be confirmed once components are known To be confirmed once components are known To be confirmed once components are known | N/A |  |  |  | Yes | [13 empty] | Deferred
2 | DS2119 | T-4 | Capacity Auction | 2021 | E.ON UK Plc |  | EON2119 |  | 07816292478 | EEMFM@eon.com | Distribution | Non CMRS | Unproven DSR CMU | DSR | DSR |  | Conditionally Prequalified | Opt-In |  | 1 | Yes |  |  |  | 17270 |  | 4 |  |  | 3.454 |  |  |  | 3.454 |  |  | To be confirmed once components are known To be confirmed once components are known To be confirmed once components are known | N/A |  |  |  | Yes | [13 empty] | Deferred
1 | DS2120 | T-4 | Capacity Auction | 2021 | E.ON UK Plc |  | EON2120 |  | 07816292478 | EEMFM@eon.com | Distribution | Non CMRS | Unproven DSR CMU | DSR | DSR |  | Conditionally Prequalified | Opt-In |  | 1 | Yes |  |  |  | 17270 |  | 4 |  |  | 3.454 |  |  |  | 3.454 |  |  | To be confirmed once components are known To be confirmed once components are known To be confirmed once components are known | N/A |  |  |  | Yes | [13 empty] | Deferred
2 | DS2121 | T-4 | Capacity Auction | 2021 | E.ON UK Plc |  | EON2121 |  | 07816292478 | EEMFM@eon.com | Distribution | Non CMRS | Unproven DSR CMU | DSR | DSR |  | Conditionally Prequalified | Opt-In |  | 1 | Yes |  |  |  | 12950 |  | 3 |  |  | 2.59 |  |  |  | 2.59 |  |  | To be confirmed once components are known To be confirmed once components are known To be confirmed once components are known | N/A |  |  |  | Yes | [13 empty] | Deferred
1 | DS2122 | T-4 | Capacity Auction | 2021 | E.ON UK Plc |  | EON2122 |  | 07816292478 | EEMFM@eon.com | Distribution | Non CMRS | Unproven DSR CMU | DSR | DSR |  | Conditionally Prequalified | Opt-In |  | 1 | Yes |  |  |  | 10795 |  | 2.5 |  |  | 2.159 |  |  |  | 2.159 |  |  | To be confirmed once components are known To be confirmed once components are known To be confirmed once components are known | N/A |  |  |  | Yes | [13 empty] | Deferred
2 | DS2123 | T-4 | Capacity Auction | 2021 | E.ON UK Plc |  | EON2123 |  | 07816292478 | EEMFM@eon.com | Distribution | Non CMRS | Unproven DSR CMU | DSR | DSR |  | Conditionally Prequalified | Opt-In |  | 1 | Yes |  |  |  | 8635 |  | 2 |  |  | 1.727 |  |  |  | 1.727 |  |  | To be confirmed once components are known To be confirmed once components are known To be confirmed once components are known | N/A |  |  |  | Yes | [13 empty] | Deferred
1 | DS2124 | T-4 | Capacity Auction | 2021 | E.ON UK Plc |  | EON2124 |  | 07816292478 | EEMFM@eon.com | Distribution | Non CMRS | Unproven DSR CMU | DSR | DSR |  | Conditionally Prequalified | Opt-In |  | 1 | Yes |  |  |  | 8635 |  | 2 |  |  | 1.727 |  |  |  | 1.727 |  |  | To be confirmed once components are known To be confirmed once components are known To be confirmed once components are known | N/A |  |  |  | Yes | [13 empty] | Deferred
2 | DS2125 | T-4 | Capacity Auction | 2021 | E.ON UK Plc |  | EON2125 |  | 07816292478 | EEMFM@eon.com | Distribution | Non CMRS | Unproven DSR CMU | DSR | DSR |  | Conditionally Prequalified | Opt-In |  | 1 | Yes |  |  |  | 8635 |  | 2 |  |  | 1.727 |  |  |  | 1.727 |  |  | To be confirmed once components are known To be confirmed once components are known To be confirmed once components are known | N/A |  |  |  | Yes | [13 empty] | Deferred
1 | DSRA01 | T-4 | Capacity Auction | 2021 | Limejump Virtual 1 Limited |  | Anesco DSR01 | Limejump Ltd | 02071275308 | capacitymarket@limejump.com | Distribution | Non CMRS | Unproven DSR CMU | DSR | DSR |  | Rejected | Opt-In |  | 1 |  |  |  |  | 0 |  | 5.2 |  |  | 4.49 |  |  |  | 4.49 |  |  | 5.2MW of batteries across several sites Bluehouse Farm, Newton Bewley, Billingham, Durham TS22 5PW NZ 469 267 | N/A |  |  |  | Yes | [13 empty] | Deferred
2 | DSRA02 | T-4 | Capacity Auction | 2021 | Limejump Virtual 1 Limited |  | Anesco DSRA02 | Limejump Ltd | 02071275308 | capacitymarket@limejump.com | Distribution | Non CMRS | Unproven DSR CMU | DSR | DSR |  | Rejected | Opt-In |  | 1 |  |  |  |  | 0 |  | 5.4 |  |  | 4.662 |  |  |  | 4.662 |  |  | 5.4 MW of battery storage units across different sites Hungerford Farm, Winchfield, Hook RG27 8SW SU781539 | N/A |  |  |  | Yes | [13 empty] | Deferred
1 | DSRLJ1 | T-4 | Capacity Auction | 2021 | Limejump Ltd. |  | UKPN |  | 02071275308 | capacitymarket@limejump.com | Distribution | Non CMRS | Unproven DSR CMU | DSR | DSR |  | Conditionally Prequalified | Opt-In |  | 1 | Yes |  |  |  | 25900 |  | 6 |  |  | 5.18 |  |  |  | 5.18 |  |  | 6 MW storage battery ELECTRICITY SUB STATION AT JUNCTION OF W WOODMAN CLOSE LEIGHTON BUZZARD LU7 3NT SP 926 251 | N/A |  |  |  | Yes | [13 empty] | Deferred
2 | DSRLJ2 | T-4 | Capacity Auction | 2021 | Limejump Ltd. |  | DSR Limejump |  | 02071275308 | capacitymarket@limejump.com | Distribution | Non CMRS | Unproven DSR CMU | DSR | DSR |  | Conditionally Prequalified | Opt-In |  | 1 | Yes |  |  |  | 43170 |  | 10 |  |  | 8.634 |  |  |  | 8.634 |  |  | Demand reduction at smelter plant Lochaber Smelter Fort William PH33 6TH NN 126 750 | N/A |  |  |  | Yes | [13 empty] | Deferred
1 | DSRLJ3 | T-4 | Capacity Auction | 2021 | Limejump Ltd. |  | Apple |  | 02071275308 | capacitymarket@limejump.com | Distribution | Non CMRS | Unproven DSR CMU | DSR | DSR |  | Conditionally Prequalified | Opt-In |  | 1 | Yes |  |  |  | 43170 |  | 10 | 0 |  | 8.634 |  |  |  | 8.634 |  |  | 10MW of turn down at Steel manufacturing site Liberty Steel Tredegar Tafarnaubach Industrial Estate Tafarnaubach Tredegar NP22 3AA SO117103 | N/A |  |  |  | Yes | [13 empty] | Deferred
2 | DSRLJ4 | T-4 | Capacity Auction | 2021 | Limejump Ltd. |  | Orange |  | 02071275308 | capacitymarket@limejump.com | Distribution | Non CMRS | Unproven DSR CMU | DSR | DSR |  | Conditionally Prequalified | Opt-In |  | 1 | Yes |  |  |  | 43170 |  | 10 |  |  | 8.634 |  |  |  | 8.634 |  |  | Various industrial plants with demand reduction 1 - 4 London Road Spalding Lincs PE11 2TA TF248223 | N/A |  |  |  | Yes | [13 empty] | Deferred
1 | DSRLJ5 | T-4 | Capacity Auction | 2021 | Limejump Ltd. |  | Banana |  | 02071275308 | capacitymarket@limejump.com | Distribution | Non CMRS | Unproven DSR CMU | DSR | DSR |  | Conditionally Prequalified | Opt-In |  | 1 | Yes |  |  |  | 25900 |  | 6 |  |  | 5.18 |  |  |  | 5.18 |  |  | 6MW of demand reduction Water Treatment Works, Warkworth, Morpeth, NE650UB NU 235 057 | N/A | [17 empty] | Deferred
2 | DSRLJ7 | T-4 | Capacity Auction | 2021 | Limejump Ltd. |  | Strawberry |  | 02071275308 | capacitymarket@limejump.com | Distribution | Non CMRS | Unproven DSR CMU | DSR | Storage | Yes | Conditionally Prequalified | Opt-In |  | 1 | Yes |  |  |  | 25900 |  | 6 |  |  | 5.18 |  |  |  | 5.767 |  |  | 6 MW with mixture of generation and demand reduction George Henry Road, Breat Bridge Tipton, West Midlands, DY4 7BZ SO 980 928 | N/A |  |  |  | Yes | [13 empty] | Deferred
1 | DSRLJ8 | T-4 | Capacity Auction | 2021 | Limejump Ltd. |  | Grape |  | 02071275308 | capacitymarket@limejump.com | Distribution | Non CMRS | Unproven DSR CMU | DSR | DSR |  | Conditionally Prequalified | Opt-In |  | 1 | Yes |  |  |  | 43170 |  | 10 |  |  | 8.634 |  |  |  | 8.634 |  |  | 10 MW Manufacturing load reduction Dalzell Works, Park Street, Motherwell, ML1 1PU NS758567 | N/A |  |  |  | Yes | [13 empty] | Deferred
2 | DSRLJ9 | T-4 | Capacity Auction | 2021 | Limejump Ltd. |  | Lime |  | 02071275308 | capacitymarket@limejump.com | Distribution | Non CMRS | Unproven DSR CMU | DSR | DSR |  | Conditionally Prequalified | Opt-In |  | 1 | Yes |  |  |  | 43170 |  | 10 |  |  | 8.634 |  |  |  | 8.634 |  |  | 10MW Demand reduction at Steel works Corporation Road, Newport, Gwent, NP19 4XE ST 332 851 | N/A |  |  |  | Yes | [13 empty] | Deferred
1 | DudInc | T-4 | Capacity Auction | 2021 | Dudley Waste Services Limited |  | Dudley Incinerator |  | 07980780838 | Jon.green@wasteservicesgroup.com | Distribution | Non CMRS | Existing Generating CMU | Waste | Coal/biomass |  | Rejected | Opt-In |  | 1 |  |  |  |  | 0 |  | 4.825 |  |  | 4.226 |  |  |  | 8.233 |  |  | 2 stream Municipal waste incinerator: Total installed capacity 7.3MW, DNC 6.2MW Lister Road Dudley West Midlands DY2 8JT SO 945 888 | 1429893500004 |  |  |  | Yes | [13 empty] | Deferred
2 | DUXF21 | T-4 | Capacity Auction | 2021 | Dep Duxford Ltd |  | DEP Duxford |  | 02071381083 | chris@hamiltonmarch.com | Distribution | Non CMRS | New Build Generating CMU | Bio-fuel | OCGT and Reciprocating Engines |  | Conditionally Prequalified | Opt-In |  | 15 |  | Yes | Yes |  | 37920 | Yes | 4 |  |  | 3.792 |  |  |  | 3.792 |  |  | A 4MW generating bio-fuel grid support plant. Thriplow, Royston SG8 7RR TL 444 446 | N/A |  |  |  | Yes | [13 empty] | Deferred
1 | DWBS17 | T-4 | Capacity Auction | 2021 | SpectrumReserve2 Ltd |  | Dalmarnock Battery Storage Facility |  | 02082399917 | info@gridcodepower.com | Distribution | Non CMRS | New Build Generating CMU | Storage - Battery | Storage | Yes | Conditionally Prequalified | Opt-In |  | 15 |  | Yes | Yes |  | 287370 | Yes | 29.9 |  |  | 28.737 |  |  |  | 28.737 |  |  | The facility consists of a lithium Ion battery storage system capable of importing, storing and exporting electricity. It connects to SPEN’s 33kV distribution network at 33kV. Land on Dalmarnock Road Trading Estate, Rutherglen, G73 1AN. See map uploaded. NS 615 625 | N/A |  |  |  | Yes | [13 empty] | Deferred
2 | DX0417 | T-4 | Capacity Auction | 2021 | Drax Power Limited |  | Drax Unit 4 | Drax Smart Generation HoldCo Limited | 01757618381 | CMSecondaryTrading@drax.com | Transmission | CMRS | Existing Generating CMU | Coal | Coal/biomass |  | Prequalified | Opt-In |  | 1 |  |  |  |  | 0 |  | 641.852 |  |  | 562.134 |  |  |  | 562.134 |  |  | Generating Unit 4 at the Drax Power Station with BSC ID T_DRAXX-4. Drax Power Station, Drax, Selby, YO8 8PH SE667267 | 4016 |  |  |  | Yes | [13 empty] | Deferred
1 | DX0517 | T-4 | Capacity Auction | 2021 | Drax Power Limited |  | DRAX Unit 5 | Drax Smart Generation HoldCo Limited | 01757618381 | CMSecondaryTrading@drax.com | Transmission | CMRS | Existing Generating CMU | Coal | Coal/biomass |  | Prequalified | Opt-In |  | 1 |  |  |  |  | 0 |  | 640.531 |  |  | 560.977 |  |  |  | 560.977 |  |  | A coal-fired boiler turbine unit at Drax Power Station with BMU identifier T_DRAXX-5. Drax Power Station, Selby, North Yorkshire, YO8 8PH SE667267 | 4017 |  |  |  | No |  |  |  | Yes | [9 empty] | Yes
2 | DX6G17 | T-4 | Capacity Auction | 2021 | Drax Power Limited |  | DRAX Unit 6G | Drax Smart Generation HoldCo Limited | 01757618381 | CMSecondaryTrading@drax.com | Transmission | CMRS | Existing Generating CMU | Coal | Coal/biomass |  | Prequalified | Opt-In |  | 1 |  |  |  |  | 0 |  | 741 |  |  | 655.908 |  |  |  | 655.909 |  |  | This CMU component is an open cycle gas turbine unit fuelled by distillate with BMU identifier T_DRAXX-10G under the BSC. Drax Power Station, Drax, Selby, YO8 8PH SE667267 | 4017 |  |  |  | No |  |  |  | Yes | [9 empty] | Yes
X | DX6G17-Component |  |  |  | Drax Power Limited | [9 empty] | OCGT and Reciprocating Engines (Fuel Type - Diesel) | [21 empty] | This CMU component is an open cycle gas turbine unit fuelled by distillate with BMU identifier T_DRAXX-12G under the BSC. Drax Power Station, Drax, Selby, YO8 8PH SE667267
X | DX6G17-Component |  |  |  | Drax Power Limited | [9 empty] | OCGT and Reciprocating Engines (Fuel Type - Diesel) | [21 empty] | This CMU component is a coal-fired boiler turbine unit at Drax Power Station with BMU identifier T_DRAXX-6 under the BSC. Drax Power Station, Drax, Selby, YO8 8PH SE667267
X | DX6G17-Component |  |  |  | Drax Power Limited | [9 empty] | OCGT and Reciprocating Engines (Fuel Type - Diesel) | [21 empty] | This CMU component is an open cycle gas turbine unit fuelled by distillate with BMU identifier T_DRAXX-12G under the BSC. Drax Power Station, Drax, Selby, YO8 8PH SE667267
1 | EARLS1 | T-4 | Capacity Auction | 2021 | EARLS GATE ENERGY CENTRE LIMITED |  | EGEC01 | Hargreaves Services plc | 01913734485 | info@hsgplc.co.uk | Distribution | Non CMRS | New Build Generating CMU | Waste | Coal/biomass |  | Conditionally Prequalified | Opt-In |  | 15 |  | Yes | Yes |  | 188300 | Yes | 21.5 |  |  | 18.83 |  |  |  | 18.83 |  |  | New combined heat and power plant fuelled by refuse derived fuel CalaChem Limited, Earls Road, Grangemouth, Falkirk, FK3 8XG NS918812 | N/A |  |  |  | Yes | [13 empty] | Deferred
2 | EBRGG3 | T-4 | Capacity Auction | 2021 | Centrica Brigg Limited |  | Brigg OCGT | Centrica Plc | 01753492571 | Distributed-Generation@centrica.com | Distribution | CMRS | Existing Generating CMU | Gas | OCGT and Reciprocating Engines (Fuel Type - Gas) |  | Prequalified | Opt-In |  | 1 |  |  |  |  | 0 |  | 100.596 |  |  | 95.375 |  |  |  | 93.862 |  |  | Centrica Brigg Power Station is an Open Cycle Gas Turbine (OCGT) electricity generating station. Centrica Brigg Power Station, Scawby Brook, Brigg DN20 9LT. SE 991 059 | 7020 |  |  |  | No | No | Yes |  | No | [9 empty] | No
1 | EBRYP3 | T-4 | Capacity Auction | 2021 | Centrica Barry Limited |  | Barry | Centrica Plc | 01753492571 | Distributed-Generation@centrica.com | Distribution | CMRS | Existing Generating CMU | Gas | CCGT |  | Prequalified | Opt-In |  | 1 |  |  |  |  | 0 |  | 250 |  |  | 225 |  |  |  | 225 |  |  | Centrica Barry Power Station is a Combined Cycle Gas Turbine (CCGT) electricity generating station. Centrica Barry Power Station, Sully Moors Rd, Sully, CF64 5RP. ST 146 687 | 7051.7055. |  |  |  | No | No | Yes |  | No | [9 empty] | No
2 | ECCL03 | T-4 | Capacity Auction | 2021 | Peak Power Connections Limited |  | ECCL03 | Peak Power Projects LLP | 01865860760 | rp@oxcp.com | Distribution | Non CMRS | New Build Generating CMU | Gas | OCGT and Reciprocating Engines |  | Conditionally Prequalified | Opt-In |  | 15 |  | Yes | Yes |  | 185350 | Yes | 19.55 |  |  | 18.535 |  |  |  | 18.535 |  |  | gas reciprocating engines. Ecclesfield 35 Industrial Estate, Station Road, Sheffield, South Yourkshire, S35 9YR SK 363 944 | N/A |  |  |  | Yes | [13 empty] | Deferred
1 | ECCL04 | T-4 | Capacity Auction | 2021 | Peak Power Connections Limited |  | ECCL04 | Peak Power Projects LLP | 01865860760 | rp@oxcp.com | Distribution | Non CMRS | New Build Generating CMU | Gas | OCGT and Reciprocating Engines |  | Conditionally Prequalified | Opt-In |  | 15 |  | Yes | Yes |  | 92680 | Yes | 9.775 |  |  | 9.268 |  |  |  | 9.268 |  |  | gas reciprocating engines. Rear of Industrial Estate, Station Road, Sheffield, South Yourkshire, S35 9ZX SK 364 948 | N/A |  |  |  | Yes | [13 empty] | Deferred
2 | Ecles1 | T-4 | Capacity Auction | 2021 | Abbey Power Generation Limited |  | APG1 |  | 01780480700 | alex.duce@benchmarkproperties.co.uk | Distribution | Non CMRS | New Build Generating CMU | Storage - Battery | Storage | Yes | Rejected | Opt-In |  | 1 |  |  |  |  | 0 |  | 2 |  |  | 1.922 |  |  |  | 1.922 |  |  | 2MW 60 minute frequency response battery storage 1 Loicher Ln, Sheffield S35 9XN, UK 364942 | N/A |  |  |  | Yes | [13 empty] | Deferred
1 | EDI001 | T-4 | Capacity Auction | 2021 | Gas Generation Edinburgh Road Limited |  | Gas Generation Edinburgh Road 1 |  | 01778300888 | enquiries@larkpower.co.uk | Distribution | Non CMRS | New Build Generating CMU | Gas | OCGT and Reciprocating Engines (Fuel Type - Gas) |  | Conditionally Prequalified | Opt-In |  | 15 |  | Yes | Yes |  | 188670 | Yes | 19.9 |  |  | 18.867 |  |  |  | 18.867 |  |  | 10 gas reciprocating engines used for power generation, with associated infrastructure. Land off Edinburgh Road, Cockenzie, EH32 9SD NT 396 752 | N/A |  |  |  | Yes | [13 empty] | Deferred
2 | EDSR01 | T-4 | Capacity Auction | 2021 | EnerNOC UK Limited |  | EDSR01 | ENERNOC, INC. | 448006800647 | em-support@enernoc.com | Distribution | Non CMRS | Unproven DSR CMU | DSR | DSR |  | Conditionally Prequalified | Opt-In |  | 1 | Yes |  |  |  | 107925 |  | 25 |  |  | 21.585 |  |  |  | 21.585 |  |  | Component has yet to be procured. Component has yet to be procured. N/A | N/A |  |  |  | Yes | [13 empty] | Deferred
1 | EDSR02 | T-4 | Capacity Auction | 2021 | EnerNOC UK Limited |  | EDSR02 | ENERNOC, INC. | 448006800647 | em-support@enernoc.com | Distribution | Non CMRS | Unproven DSR CMU | DSR | DSR |  | Conditionally Prequalified | Opt-In |  | 1 | Yes |  |  |  | 107925 |  | 25 |  |  | 21.585 |  |  |  | 21.585 |  |  | Component(s) have yet to be procured. Component(s) have yet to be procured. N/A | N/A |  |  |  | Yes | [13 empty] | Deferred
2 | EDSR03 | T-4 | Capacity Auction | 2021 | EnerNOC UK Limited |  | EDSR03 | ENERNOC, INC. | 448006800647 | em-support@enernoc.com | Distribution | Non CMRS | Unproven DSR CMU | DSR | DSR |  | Conditionally Prequalified | Opt-In |  | 1 | Yes |  |  |  | 107925 |  | 25 |  |  | 21.585 |  |  |  | 21.585 |  |  | Component has yet to be procured. Component has yet to be procured. N/A | N/A |  |  |  | Yes | [13 empty] | Deferred
1 | EDSR04 | T-4 | Capacity Auction | 2021 | EnerNOC UK Limited |  | EDSR04 | ENERNOC, INC. | 448006800647 | em-support@enernoc.com | Distribution | Non CMRS | Unproven DSR CMU | DSR | DSR |  | Conditionally Prequalified | Opt-In |  | 1 | Yes |  |  |  | 107925 |  | 25 |  |  | 21.585 |  |  |  | 21.585 |  |  | Component has yet to be procured. Component has yet to be procured. N/A | N/A |  |  |  | Yes | [13 empty] | Deferred
2 | EDSR05 | T-4 | Capacity Auction | 2021 | EnerNOC UK Limited |  | EDSR05 | ENERNOC, INC. | 448006800647 | em-support@enernoc.com | Distribution | Non CMRS | Unproven DSR CMU | DSR | DSR |  | Conditionally Prequalified | Opt-In |  | 1 | Yes |  |  |  | 107925 |  | 25 |  |  | 21.585 |  |  |  | 21.585 |  |  | Component has yet to be procured. Component has yet to be procured. N/A | N/A |  |  |  | Yes | [13 empty] | Deferred
1 | EDSR06 | T-4 | Capacity Auction | 2021 | EnerNOC UK Limited |  | EDSR06 | ENERNOC, INC. | 448006800647 | em-support@enernoc.com | Distribution | Non CMRS | Unproven DSR CMU | DSR | DSR |  | Conditionally Prequalified | Opt-In |  | 1 | Yes |  |  |  | 107925 |  | 25 |  |  | 21.585 |  |  |  | 21.585 |  |  | Component has yet to be procured. Component has yet to be procured. N/A | N/A |  |  |  | Yes | [13 empty] | Deferred
2 | EDSR07 | T-4 | Capacity Auction | 2021 | EnerNOC UK Limited |  | EDSR07 | ENERNOC, INC. | 448006800647 | em-support@enernoc.com | Distribution | Non CMRS | Unproven DSR CMU | DSR | DSR |  | Conditionally Prequalified | Opt-In |  | 1 | Yes |  |  |  | 107925 |  | 25 |  |  | 21.585 |  |  |  | 21.585 |  |  | Component has yet to be procured. Component has yet to be procured. N/A | N/A |  |  |  | Yes | [13 empty] | Deferred
1 | EDSR08 | T-4 | Capacity Auction | 2021 | EnerNOC UK Limited |  | EDSR08 | ENERNOC, INC. | 448006800647 | em-support@enernoc.com | Distribution | Non CMRS | Unproven DSR CMU | DSR | DSR |  | Conditionally Prequalified | Opt-In |  | 1 | Yes |  |  |  | 107925 |  | 25 |  |  | 21.585 |  |  |  | 21.585 |  |  | Component has yet to be procured Component has yet to be procured N/A | N/A |  |  |  | Yes | [13 empty] | Deferred
2 | EDSR09 | T-4 | Capacity Auction | 2021 | EnerNOC UK Limited |  | EDSR09 | ENERNOC, INC. | 448006800647 | em-support@enernoc.com | Distribution | Non CMRS | Unproven DSR CMU | DSR | DSR |  | Conditionally Prequalified | Opt-In |  | 1 | Yes |  |  |  | 107925 |  | 25 |  |  | 21.585 |  |  |  | 21.585 |  |  | Component has yet to be procured. Component has yet to be procured. N/A | N/A |  |  |  | Yes | [13 empty] | Deferred
1 | EDSR10 | T-4 | Capacity Auction | 2021 | EnerNOC UK Limited |  | EDSR10 | ENERNOC, INC. | 448006800647 | em-support@enernoc.com | Distribution | Non CMRS | Unproven DSR CMU | DSR | DSR |  | Conditionally Prequalified | Opt-In |  | 1 | Yes |  |  |  | 107925 |  | 25 |  |  | 21.585 |  |  |  | 21.585 |  |  | Component has yet to be procured. Component has yet to be procured. N/A | N/A |  |  |  | Yes | [13 empty] | Deferred
2 | EDSR11 | T-4 | Capacity Auction | 2021 | EnerNOC UK Limited |  | EDSR11 | ENERNOC, INC. | 448006800647 | em-support@enernoc.com | Distribution | Non CMRS | Unproven DSR CMU | DSR | DSR |  | Conditionally Prequalified | Opt-In |  | 1 | Yes |  |  |  | 107925 |  | 25 |  |  | 21.585 |  |  |  | 21.585 |  |  | Component has yet to be procured. Component has yet to be procured. N/A | N/A |  |  |  | Yes | [13 empty] | Deferred
1 | EDSR12 | T-4 | Capacity Auction | 2021 | EnerNOC UK Limited |  | EDSR12 | ENERNOC, INC. | 448006800647 | em-support@enernoc.com | Distribution | Non CMRS | Unproven DSR CMU | DSR | DSR |  | Conditionally Prequalified | Opt-In |  | 1 | Yes |  |  |  | 107925 |  | 25 |  |  | 21.585 |  |  |  | 21.585 |  |  | Component has yet to be procured Component has yet to be procured N/A | N/A |  |  |  | Yes | [13 empty] | Deferred
2 | EDSR13 | T-4 | Capacity Auction | 2021 | EnerNOC UK Limited |  | EDSR13 | ENERNOC, INC. | 448006800647 | em-support@enernoc.com | Distribution | Non CMRS | Unproven DSR CMU | DSR | DSR |  | Conditionally Prequalified | Opt-In |  | 1 | Yes |  |  |  | 107925 |  | 25 |  |  | 21.585 |  |  |  | 21.585 |  |  | Component has yet to be procured. Component has yet to be procured. N/A | N/A |  |  |  | Yes | [13 empty] | Deferred
1 | EDSR14 | T-4 | Capacity Auction | 2021 | EnerNOC UK Limited |  | EDSR14 | ENERNOC, INC. | 448006800647 | em-support@enernoc.com | Distribution | Non CMRS | Unproven DSR CMU | DSR | DSR |  | Conditionally Prequalified | Opt-In |  | 1 | Yes |  |  |  | 107925 |  | 25 |  |  | 21.585 |  |  |  | 21.585 |  |  | Component has yet to be procured. Component has yet to be procured. N/A | N/A |  |  |  | Yes | [13 empty] | Deferred
2 | EDSR15 | T-4 | Capacity Auction | 2021 | EnerNOC UK Limited |  | EDSR15 | ENERNOC, INC. | 448006800647 | em-support@enernoc.com | Distribution | Non CMRS | Unproven DSR CMU | DSR | DSR |  | Conditionally Prequalified | Opt-In |  | 1 | Yes |  |  |  | 107925 |  | 25 |  |  | 21.585 |  |  |  | 21.585 |  |  | Component has yet to be procured. Component has yet to be procured. N/A | N/A |  |  |  | Yes | [13 empty] | Deferred
1 | EDSR16 | T-4 | Capacity Auction | 2021 | EnerNOC UK Limited |  | EDSR16 | ENERNOC, INC. | 448006800647 | em-support@enernoc.com | Distribution | Non CMRS | Unproven DSR CMU | DSR | DSR |  | Conditionally Prequalified | Opt-In |  | 1 | Yes |  |  |  | 107925 |  | 25 |  |  | 21.585 |  |  |  | 21.585 |  |  | Component has yet to be procured Component has yet to be procured N/A | N/A |  |  |  | Yes | [13 empty] | Deferred
2 | EDSR17 | T-4 | Capacity Auction | 2021 | EnerNOC UK Limited |  | EDSR17 | ENERNOC, INC. | 448006800647 | em-support@enernoc.com | Distribution | Non CMRS | Unproven DSR CMU | DSR | DSR |  | Conditionally Prequalified | Opt-In |  | 1 | Yes |  |  |  | 107925 |  | 25 |  |  | 21.585 |  |  |  | 21.585 |  |  | Component has yet to be procured. Component has yet to be procured. N/A | N/A |  |  |  | Yes | [13 empty] | Deferred
1 | EDSR18 | T-4 | Capacity Auction | 2021 | EnerNOC UK Limited |  | EDSR18 | ENERNOC, INC. | 448006800647 | em-support@enernoc.com | Distribution | Non CMRS | Unproven DSR CMU | DSR | DSR |  | Conditionally Prequalified | Opt-In |  | 1 | Yes |  |  |  | 107925 |  | 25 |  |  | 21.585 |  |  |  | 21.585 |  |  | N/A N/A N/A | N/A |  |  |  | Yes | [13 empty] | Deferred
2 | EDSR19 | T-4 | Capacity Auction | 2021 | EnerNOC UK Limited |  | EDSR19 | ENERNOC, INC. | 448006800647 | em-support@enernoc.com | Distribution | Non CMRS | Unproven DSR CMU | DSR | DSR |  | Conditionally Prequalified | Opt-In |  | 1 | Yes |  |  |  | 107925 |  | 25 |  |  | 21.585 |  |  |  | 21.585 |  |  | Component has yet to be procured. Component has yet to be procured. N/A | N/A |  |  |  | Yes | [13 empty] | Deferred
1 | EDSR20 | T-4 | Capacity Auction | 2021 | EnerNOC UK Limited |  | EDSR20 | ENERNOC, INC. | 448006800647 | em-support@enernoc.com | Distribution | Non CMRS | Unproven DSR CMU | DSR | DSR |  | Conditionally Prequalified | Opt-In |  | 1 | Yes |  |  |  | 107925 |  | 25 |  |  | 21.585 |  |  |  | 21.585 |  |  | Component has yet to be procured. Component has yet to be procured. N/A | N/A |  |  |  | Yes | [13 empty] | Deferred
2 | EDSR21 | T-4 | Capacity Auction | 2021 | EnerNOC UK Limited |  | EDSR21 | ENERNOC, INC. | 448006800647 | em-support@enernoc.com | Distribution | Non CMRS | Unproven DSR CMU | DSR | DSR |  | Conditionally Prequalified | Opt-In |  | 1 | Yes |  |  |  | 107925 |  | 25 |  |  | 21.585 |  |  |  | 21.585 |  |  | Component has yet to be procured. Component has yet to be procured. N/A | N/A |  |  |  | Yes | [13 empty] | Deferred
1 | EDSR22 | T-4 | Capacity Auction | 2021 | EnerNOC UK Limited |  | EDSR22 | ENERNOC, INC. | 448006800647 | em-support@enernoc.com | Distribution | Non CMRS | Unproven DSR CMU | DSR | DSR |  | Conditionally Prequalified | Opt-In |  | 1 | Yes |  |  |  | 107925 |  | 25 |  |  | 21.585 |  |  |  | 21.585 |  |  | Component has yet to be procured. Component has yet to be procured. N/A | N/A |  |  |  | Yes | [13 empty] | Deferred
2 | EDSR23 | T-4 | Capacity Auction | 2021 | EnerNOC UK Limited |  | EDSR23 | ENERNOC, INC. | 448006800647 | em-support@enernoc.com | Distribution | Non CMRS | Unproven DSR CMU | DSR | DSR |  | Conditionally Prequalified | Opt-In |  | 1 | Yes |  |  |  | 107925 |  | 25 |  |  | 21.585 |  |  |  | 21.585 |  |  | Component has yet to be procured. Component has yet to be procured. N/A | N/A |  |  |  | Yes | [13 empty] | Deferred
1 | EDSR24 | T-4 | Capacity Auction | 2021 | EnerNOC UK Limited |  | EDSR24 | ENERNOC, INC. | 448006800647 | em-support@enernoc.com | Distribution | Non CMRS | Unproven DSR CMU | DSR | DSR |  | Conditionally Prequalified | Opt-In |  | 1 | Yes |  |  |  | 107925 |  | 25 |  |  | 21.585 |  |  |  | 21.585 |  |  | Component has yet to be procured. Component has yet to be procured. N/A | N/A |  |  |  | Yes | [13 empty] | Deferred
2 | EDSR25 | T-4 | Capacity Auction | 2021 | EnerNOC UK Limited |  | EDSR25 | ENERNOC, INC. | 448006800647 | em-support@enernoc.com | Distribution | Non CMRS | Unproven DSR CMU | DSR | DSR |  | Conditionally Prequalified | Opt-In |  | 1 | Yes |  |  |  | 107925 |  | 25 |  |  | 21.585 |  |  |  | 21.585 |  |  | Component has yet to be procured. Component has yet to be procured. N/A | N/A |  |  |  | Yes | [13 empty] | Deferred
1 | EDSR26 | T-4 | Capacity Auction | 2021 | EnerNOC UK Limited |  | EDSR26 | ENERNOC, INC. | 448006800647 | em-support@enernoc.com | Distribution | Non CMRS | Unproven DSR CMU | DSR | DSR |  | Conditionally Prequalified | Opt-In |  | 1 | Yes |  |  |  | 107925 |  | 25 |  |  | 21.585 |  |  |  | 21.585 |  |  | Component has yet to be procured. Component has yet to be procured. N/A | N/A |  |  |  | Yes | [13 empty] | Deferred
2 | EDSR27 | T-4 | Capacity Auction | 2021 | EnerNOC UK Limited |  | EDSR27 | ENERNOC, INC. | 448006800647 | em-support@enernoc.com | Distribution | Non CMRS | Unproven DSR CMU | DSR | DSR |  | Conditionally Prequalified | Opt-In |  | 1 | Yes |  |  |  | 107925 |  | 25 |  |  | 21.585 |  |  |  | 21.585 |  |  | Component has yet to be procured. Component has yet to be procured. N/A | N/A |  |  |  | Yes | [13 empty] | Deferred
1 | EDSR28 | T-4 | Capacity Auction | 2021 | EnerNOC UK Limited |  | EDSR28 | ENERNOC, INC. | 448006800647 | em-support@enernoc.com | Distribution | Non CMRS | Unproven DSR CMU | DSR | DSR |  | Conditionally Prequalified | Opt-In |  | 1 | Yes |  |  |  | 107925 |  | 25 |  |  | 21.585 |  |  |  | 21.585 |  |  | Component has yet to be procured. Component has yet to be procured. N/A | N/A |  |  |  | Yes | [13 empty] | Deferred
2 | EDSR29 | T-4 | Capacity Auction | 2021 | EnerNOC UK Limited |  | EDSR29 | ENERNOC, INC. | 448006800647 | em-support@enernoc.com | Distribution | Non CMRS | Unproven DSR CMU | DSR | DSR |  | Conditionally Prequalified | Opt-In |  | 1 | Yes |  |  |  | 107925 |  | 25 |  |  | 21.585 |  |  |  | 21.585 |  |  | Component has yet to be procured. Component has yet to be procured. N/A | N/A |  |  |  | Yes | [13 empty] | Deferred
1 | EDSR30 | T-4 | Capacity Auction | 2021 | EnerNOC UK Limited |  | EDSR30 | ENERNOC, INC. | 448006800647 | em-support@enernoc.com | Distribution | Non CMRS | Unproven DSR CMU | DSR | DSR |  | Conditionally Prequalified | Opt-In |  | 1 | Yes |  |  |  | 107925 |  | 25 |  |  | 21.585 |  |  |  | 21.585 |  |  | Component has yet to be procured. Component has yet to be procured. N/A | N/A |  |  |  | Yes | [13 empty] | Deferred
2 | EDSR31 | T-4 | Capacity Auction | 2021 | EnerNOC UK Limited |  | EDSR31 | ENERNOC, INC. | 448006800647 | em-support@enernoc.com | Distribution | Non CMRS | Unproven DSR CMU | DSR | DSR |  | Conditionally Prequalified | Opt-In |  | 1 | Yes |  |  |  | 107925 |  | 25 |  |  | 21.585 |  |  |  | 21.585 |  |  | Component has yet to be procured. Component has yet to be procured. N/A | N/A |  |  |  | Yes | [13 empty] | Deferred
1 | EDSR32 | T-4 | Capacity Auction | 2021 | EnerNOC UK Limited |  | EDSR32 | ENERNOC, INC. | 448006800647 | em-support@enernoc.com | Distribution | Non CMRS | Unproven DSR CMU | DSR | DSR |  | Conditionally Prequalified | Opt-In |  | 1 | Yes |  |  |  | 107925 |  | 25 |  |  | 21.585 |  |  |  | 21.585 |  |  | Component has yet to be procured. Component has yet to be procured. N/A | N/A |  |  |  | Yes | [13 empty] | Deferred
2 | EDSR33 | T-4 | Capacity Auction | 2021 | EnerNOC UK Limited |  | EDSR33 | ENERNOC, INC. | 448006800647 | em-support@enernoc.com | Distribution | Non CMRS | Unproven DSR CMU | DSR | DSR |  | Conditionally Prequalified | Opt-In |  | 1 | Yes |  |  |  | 107925 |  | 25 |  |  | 21.585 |  |  |  | 21.585 |  |  | Component has yet to be procured. Component has yet to be procured. N/A | N/A |  |  |  | Yes | [13 empty] | Deferred
1 | EDSR34 | T-4 | Capacity Auction | 2021 | EnerNOC UK Limited |  | EDSR34 | ENERNOC, INC. | 448006800647 | em-support@enernoc.com | Distribution | Non CMRS | Unproven DSR CMU | DSR | DSR |  | Conditionally Prequalified | Opt-In |  | 1 | Yes |  |  |  | 107925 |  | 25 |  |  | 21.585 |  |  |  | 21.585 |  |  | Component has yet to be procured. Component has yet to be procured. N/A | N/A |  |  |  | Yes | [13 empty] | Deferred
2 | EECL01 | T-4 | Capacity Auction | 2021 | Uniper Global Commodities SE |  | Enfield | Uniper Holding GmbH | 01213294545 | UniperUK.PowerTrading@uniper.energy | Transmission | CMRS | Existing Generating CMU | Gas | CCGT |  | Prequalified | Opt-In |  | 1 |  |  |  |  | 0 |  | 408 |  |  | 367.2 |  |  |  | 367.2 |  |  | Enfield CCGT Power Station - (one unit station) 111 Brancroft Way Enfield Middlesex EN3 7PL TQ368977 | 7074 |  |  |  | No |  |  | Metering Option (a) | No | [9 empty] | No
1 | EGEN02 | T-4 | Capacity Auction | 2021 | EnerNOC UK Limited |  | GCMU02 | ENERNOC, INC. | 448006800647 | em-support@enernoc.com | Distribution | Non CMRS | Existing Generating CMU | Gas | CHP and autogeneration |  | Prequalified | Opt-In |  | 1 |  |  |  |  | 0 |  | 4 |  |  | 3.6 |  |  |  | 3.6 |  |  | One of three CHP units at 1 Thane Road West, Nottingham, NG2 3AA. 1 Thane Road West, Nottingham, NG2 3AA SK 581 389 | 1.1001e+38 |  |  |  | No | Yes | No | Metering Option (b) | Yes | No |  |  |  | Yes |  | Class 1.5 | Yes |  | Yes
2 | EGEN03 | T-4 | Capacity Auction | 2021 | EnerNOC UK Limited |  | GCMU03 | ENERNOC, INC. | 448006800647 | em-support@enernoc.com | Distribution | Non CMRS | Existing Generating CMU | Gas | CHP and autogeneration |  | Prequalified | Opt-In |  | 1 |  |  |  |  | 0 |  | 4 |  |  | 3.6 |  |  |  | 3.6 |  |  | One of three CHP units at 1 Thane Road West, Nottingham, NG2 3AA 1 Thane Road West, Nottingham, NG2 3AA SK 581 389 | 1.1001e+38 |  |  |  | No | Yes | No | Metering Option (b) | Yes | No |  |  |  | Yes |  | Class 1.5 | Yes |  | Yes
1 | EGEN04 | T-4 | Capacity Auction | 2021 | EnerNOC UK Limited |  | GCMU04 | ENERNOC, INC. | 448006800647 | em-support@enernoc.com | Distribution | Non CMRS | Existing Generating CMU | Gas | CHP and autogeneration |  | Prequalified | Opt-In |  | 1 |  |  |  |  | 0 |  | 4 |  |  | 3.6 |  |  |  | 3.78 |  |  | One of three CHP units at 1 Thane Road West, Nottingham, NG2 3AA 1 Thane Road West, Nottingham, NG2 3AA SK 581 389 | 1.1001e+38 |  |  |  | No | Yes | No | Metering Option (b) | Yes | No |  |  |  | No | Bespoke metering installation in progress | Class 1.5 | Yes |  | Yes
2 | EGEN06 | T-4 | Capacity Auction | 2021 | EnerNOC UK Limited |  | GCMU06 | ENERNOC, INC. | 448006800647 | em-support@enernoc.com | Distribution | Non CMRS | Existing Generating CMU | Gas | CHP and autogeneration |  | Prequalified | Opt-In |  | 1 |  |  |  |  | 0 |  | 4.4 |  |  | 3.96 |  |  |  | 3.96 |  |  | Turbomach M50 Natural Gas fired CHP unit Port Causeway Bromborough Merseyside CH62 4TH SJ 349 835 | 1.3001e+25 |  |  |  | No | No | No | Metering Option (b) | No | No |  |  |  | Yes |  | Class 1.5 | Yes |  | Yes
1 | EGEN07 | T-4 | Capacity Auction | 2021 | EnerNOC UK Limited |  | GCMU07 | ENERNOC, INC. | 448006800647 | em-support@enernoc.com | Distribution | Non CMRS | Existing Generating CMU | Gas | CHP and autogeneration |  | Prequalified | Opt-In |  | 1 |  |  |  |  | 0 |  | 4.2 |  |  | 3.78 |  |  |  | 3.78 |  |  | Turbomach M50 Natural Gas fired CHP unit Staverton, Trowbridge, Wiltshire, BA14 6PH ST 856 610 | 2.0005e+24 |  |  |  | No | No | No | Metering Option (b) | No | No |  |  |  | No | Bespoke meter installation in progress | Class 1.5 | Yes |  | Yes
2 | EGEN11 | T-4 | Capacity Auction | 2021 | EnerNOC UK Limited |  | GCMU11 | ENERNOC, INC. | 448006800647 | em-support@enernoc.com | Distribution | Non CMRS | Existing Generating CMU | Gas | CHP and autogeneration |  | Prequalified | Opt-In |  | 1 |  |  |  |  | 0 |  | 10.5 |  |  | 9.45 |  |  |  | 9.45 |  |  | 6.46 MWe Ruston Tornado Gas Turbine (Siemens SG200) Laporte Road, Stallingborough, North East Lincolnshire, DN40 2PR TA 209 150 | 2.3e+51 |  |  |  | No | No | No | Metering Option (b) | No | No |  |  |  | No | Bespoke meter installation in progress | Class 1.5 | Yes |  | Yes
X | EGEN11-Component |  |  |  | EnerNOC UK Limited | [9 empty] | CHP and autogeneration | [21 empty] | 6.46 MWe Ruston Tornado Gas Turbine (Siemens SG200) Laporte Road, Stallingborough, North East Lincolnshire, DN40 2PR TA 209 150
X | EGEN11-Component |  |  |  | EnerNOC UK Limited | [9 empty] | CHP and autogeneration | [21 empty] | 2.8MWe back pressure steam turbine Laporte Road, Stallingborough, North East Lincolnshire, DN40 2PR TA 209 150
1 | EGEN15 | T-4 | Capacity Auction | 2021 | EnerNOC UK Limited |  | GCMU15 | ENERNOC, INC. | 448006800647 | em-support@enernoc.com | Distribution | Non CMRS | Existing Generating CMU | Gas | CHP and autogeneration |  | Prequalified | Opt-In |  | 1 |  |  |  |  | 0 |  | 4 |  |  | 3.6 |  |  |  | 3.6 |  |  | One of four SURF (Aggreko) model CHP units rated at 1375KVA Seal Sands, Middlesbrough, TS2 1UB NZ 531 242 | 1.592e+25 |  |  |  | No | No | No | Metering Option (b) | No | No |  |  |  | No | Bespoke metering in progress | Class 1.5 | Yes |  | Yes
X | EGEN15-Component |  |  |  | EnerNOC UK Limited | [9 empty] | CHP and autogeneration | [21 empty] | One of four SURF (Aggreko) model CHP units rated at 1375kVA Seal Sands, Middlesbrough, TS2 1UB NZ 531 242
X | EGEN15-Component |  |  |  | EnerNOC UK Limited | [9 empty] | CHP and autogeneration | [21 empty] | One of four SURF (Aggreko) model CHP units rated at 1375kVA Seal Sands, Middlesborough, TS2 1UB NZ 531 242
X | EGEN15-Component |  |  |  | EnerNOC UK Limited | [9 empty] | CHP and autogeneration | [21 empty] | One of four SURF (Aggreko) model CHP units rated at 1375kVA Seal Sands, Middlesborough, TS2 1UB NZ 531 242
2 | EGEN16 | T-4 | Capacity Auction | 2021 | EnerNOC UK Limited |  | GCMU16 | ENERNOC, INC. | 448006800647 | em-support@enernoc.com | Distribution | Non CMRS | Existing Generating CMU | Gas | CHP and autogeneration |  | Prequalified | Opt-In |  | 1 |  |  |  |  | 0 |  | 8 |  |  | 7.2 |  |  |  | 7.02 |  |  | Gas turbine Station Road, Wigton, Cumbria CA7 9BG NY 253 486 | 1.6e+25 |  |  |  | Yes | [13 empty] | Deferred
1 | EGEN17 | T-4 | Capacity Auction | 2021 | EnerNOC UK Limited |  | GCMU17 | ENERNOC, INC. | 448006800647 | em-support@enernoc.com | Distribution | Non CMRS | Existing Generating CMU | Gas | CHP and autogeneration |  | Prequalified | Opt-In |  | 1 |  |  |  |  | 0 |  | 6.7 |  |  | 6.03 |  |  |  | 6.03 |  |  | One of three CHP units at Energy Center, Ashton Street, Liverpool, L69 3GB Energy Center, Ashton Street, Liverpool, L69 3GB SJ 357 904 | 130003532214 |  |  |  | No | No | No | Metering Option (b) | No | No |  |  |  | No | Bespoke meter installation in progress | Class 1.5 | Yes |  | Yes
X | EGEN17-Component |  |  |  | EnerNOC UK Limited | [9 empty] | CHP and autogeneration | [21 empty] | One of three CHP units at Energy Center, Ashton Street, Liverpool, L69 3GBNY 25354 48843 Energy Center, Ashton Street, Liverpool, L69 3GB SJ 357 904
X | EGEN17-Component |  |  |  | EnerNOC UK Limited | [9 empty] | CHP and autogeneration | [21 empty] | One of three CHP units at Energy Center, Ashton Street, Liverpool, L69 3GBNY 25354 48843 Energy Center, Ashton Street, Liverpool, L69 3GB SJ 357 904
2 | EGEN18 | T-4 | Capacity Auction | 2021 | EnerNOC UK Limited |  | GCMU18 | ENERNOC, INC. | 448006800647 | em-support@enernoc.com | Distribution | Non CMRS | Existing Generating CMU | Gas | CHP and autogeneration |  | Rejected | Opt-In |  | 1 |  |  |  |  | 0 |  | 7.8 |  |  | 7.02 |  |  |  | 7.02 |  |  | One of six CHP units at University of Warwick, Gibbet Hill Road, Coventry, West Midlands, CV4 7AL Gibbet Hill Road, Coventry, West Midlands, CV4 7AL SP 299 758 | 1.17e+51 |  |  |  | No | No | No | Metering Option (b) | No | No |  |  |  | No | Bespoke meter installation in progress | Class 1.5 | Yes |  | Yes
X | EGEN18-Component |  |  |  | EnerNOC UK Limited | [9 empty] | CHP and autogeneration | [21 empty] | One of six CHP units at University of Warwick, Gibbet Hill Road, Coventry, West Midlands, CV4 7AL Gibbet Hill Road, Coventry, West Midlands, CV4 7AL SP 299 758
X | EGEN18-Component |  |  |  | EnerNOC UK Limited | [9 empty] | CHP and autogeneration | [21 empty] | One of six CHP units at University of Warwick, Gibbet Hill Road, Coventry, West Midlands, CV4 7AL Gibbet Hill Road, Coventry, West Midlands, CV4 7AL SP 299 758
X | EGEN18-Component |  |  |  | EnerNOC UK Limited | [9 empty] | CHP and autogeneration | [21 empty] | One of six CHP units at University of Warwick, Gibbet Hill Road, Coventry, West Midlands, CV4 7AL Gibbet Hill Road, Coventry, West Midlands, CV4 7AL SP 299 758
X | EGEN18-Component |  |  |  | EnerNOC UK Limited | [9 empty] | CHP and autogeneration | [21 empty] | One of six CHP units at University of Warwick, Gibbet Hill Road, Coventry, West Midlands, CV4 7AL Gibbet Hill Road, Coventry, West Midlands, CV4 7AL SP 299 758
X | EGEN18-Component |  |  |  | EnerNOC UK Limited | [9 empty] | CHP and autogeneration | [21 empty] | One of six CHP units at University of Warwick, Gibbet Hill Road, Coventry, West Midlands, CV4 7AL Gibbet Hill Road, Coventry, West Midlands, CV4 7AL SP 299 758
1 | EGEN21 | T-4 | Capacity Auction | 2021 | EnerNOC UK Limited |  | EGEN21 | ENERNOC, INC. | 448006800647 | em-support@enernoc.com | Distribution | Non CMRS | Existing Generating CMU | Gas | CHP and autogeneration |  | Prequalified | Opt-In |  | 1 |  |  |  |  | 0 |  | 8 |  |  | 7.2 |  |  |  | 7.2 |  |  | Gas-fired CHP unit London Rd, Purfleet RM19 1SD TQ 567 771 | 1.0301e+25 |  |  |  | Yes | [13 empty] | Deferred
2 | EGEN22 | T-4 | Capacity Auction | 2021 | EnerNOC UK Limited |  | EGEN22 | ENERNOC, INC. | 448006800647 | em-support@enernoc.com | Distribution | Non CMRS | Existing Generating CMU | Gas | CHP and autogeneration |  | Prequalified | Opt-In |  | 1 |  |  |  |  | 0 |  | 8 |  |  | 7.2 |  |  |  | 7.2 |  |  | gas-fired CHP unit Church Manorway, Erith DA8 1DL TQ 508 792 | 1.2e+25 |  |  |  | Yes | [13 empty] | Deferred
X | EGEN22-Component |  |  |  | EnerNOC UK Limited | [9 empty] | CHP and autogeneration | [21 empty] | gas-fired CHP unit Church Manorway, Erith DA8 1DL TQ 508 792
X | EGEN22-Component |  |  |  | EnerNOC UK Limited | [9 empty] | CHP and autogeneration | [21 empty] | gas-fired CHP unit Church Manorway, Erith DA8 1DL TQ 508 792
1 | EGGB21 | T-4 | Capacity Auction | 2021 | Eggborough Power Limited |  | Eggborough Power Station | EP UK Investments Ltd | 02038264900 | capacitymarket@epuki.co.uk | Transmission | CMRS | Existing Generating CMU |  | Coal/biomass |  |  | Opt-Out | Closed down, decommissioned or otherwise non-operational by the start of the relevant Delivery Year | [14 empty] | 1826.919 |  |  | Eggborough Power Station is an existing coal-fired power station located at Eggborough, 9km south of the town of Selby in Yorkshire. The power station consists of four coal-fired generating units and was originally commissioned in 1967. Eggborough Power Station, Goole, East Yorkshire, DN14 0BS SE577243 | 4022 |  |  |  | No |  |  |  | No | [9 empty] | N/A
X | EGGB21-Component |  |  |  | Eggborough Power Limited | [9 empty] | Coal/biomass | [21 empty] | Eggborough Power Station is an existing coal-fired power station located at Eggborough, 9km south of the town of Selby in Yorkshire. The power station consists of four coal-fired generating units and was originally commissioned in 1967. Eggborough Power Station, Goole, East Yorkshire, DN14 0BS SE577243
X | EGGB21-Component |  |  |  | Eggborough Power Limited | [9 empty] | Coal/biomass | [21 empty] | Eggborough Power Station is an existing coal-fired power station located at Eggborough, 9km south of the town of Selby in Yorkshire. The power station consists of four coal-fired generating units and was originally commissioned in 1967. Eggborough Power Station, Goole, East Yorkshire, DN14 0BS SE577243
X | EGGB21-Component |  |  |  | Eggborough Power Limited | [9 empty] | Coal/biomass | [21 empty] | Eggborough Power Station is an existing coal-fired power station located at Eggborough, 9km south of the town of Selby in Yorkshire. The power station consists of four coal-fired generating units and was originally commissioned in 1967. Eggborough Power Station, Goole, East Yorkshire, DN14 0BS SE577243
2 | EGGBAT | T-4 | Capacity Auction | 2021 | Eggborough Power Limited |  | Eggborough Battery Energy Storage Scheme | EP UK Investments Ltd | 02038264900 | capacitymarket@epuki.co.uk | Transmission | CMRS | New Build Generating CMU | Storage - Battery | Storage | Yes | Conditionally Prequalified | Opt-In |  | 15 |  | Yes |  |  | 480550 | Yes | 50 |  |  | 48.055 |  |  |  | 48.055 |  |  | New build Battery Energy Storage Scheme at Eggborough Power Station Eggborough Power Station, Goole, East Yorkshire, DN14 0BS SE575243 | N/A |  |  |  | Yes | [13 empty] | Deferred
1 | EHQ002 | T-4 | Capacity Auction | 2021 | NPOWER LIMITED |  | NPCM-2 | Innogy SE | 08000093743 | energyhq@npower.com | Distribution | Non CMRS | Unproven DSR CMU | DSR | DSR |  | Conditionally Prequalified | Opt-In |  | 1 | Yes |  |  |  | 43170 |  | 10 |  |  | 8.634 |  |  |  | 8.634 |  |  | DSR CMU component to be fulfilled using customer asset(s) To be confirmed N/A | N/A |  |  |  | Yes | [13 empty] | Deferred
2 | EHQ003 | T-4 | Capacity Auction | 2021 | NPOWER LIMITED |  | NPCM-3 | Innogy SE | 08000093743 | energyhq@npower.com | Distribution | Non CMRS | Unproven DSR CMU | DSR | DSR |  | Conditionally Prequalified | Opt-In |  | 1 | Yes |  |  |  | 43170 |  | 10 |  |  | 8.634 |  |  |  | 8.634 |  |  | DSR CMU Component to be fulfilled using customer asset(s) To be confirmed N/A | N/A |  |  |  | Yes | [13 empty] | Deferred
1 | EHQ004 | T-4 | Capacity Auction | 2021 | NPOWER LIMITED |  | NPCM-4 | Innogy SE | 08000093743 | energyhq@npower.com | Distribution | Non CMRS | Unproven DSR CMU | DSR | DSR |  | Conditionally Prequalified | Opt-In |  | 1 | Yes |  |  |  | 43170 |  | 10 |  |  | 8.634 |  |  |  | 8.634 |  |  | DSR CMU Component to be fulfilled using customer assets(s) To be confirmed N/A | N/A |  |  |  | Yes | [13 empty] | Deferred
2 | EHQ005 | T-4 | Capacity Auction | 2021 | NPOWER LIMITED |  | NPCM-5 | Innogy SE | 08000093743 | energyhq@npower.com | Distribution | Non CMRS | Unproven DSR CMU | DSR | DSR |  | Conditionally Prequalified | Opt-In |  | 1 | Yes |  |  |  | 21585 |  | 5 |  |  | 4.317 |  |  |  | 4.317 |  |  | DSR CMU Component to be fulfilled using customer asset(s) To be confirmed N/A | N/A |  |  |  | Yes | [13 empty] | Deferred
1 | EHQ006 | T-4 | Capacity Auction | 2021 | NPOWER LIMITED |  | NPCM-6 | Innogy SE | 08000093743 | energyhq@npower.com | Distribution | Non CMRS | Unproven DSR CMU | DSR | DSR |  | Conditionally Prequalified | Opt-In |  | 1 | Yes |  |  |  | 21585 |  | 5 |  |  | 4.317 |  |  |  | 4.317 |  |  | DSR CMU Component to be fulfilled using customer asset(s) To be confirmed N/A | N/A |  |  |  | Yes | [13 empty] | Deferred
2 | EHQ007 | T-4 | Capacity Auction | 2021 | NPOWER LIMITED |  | NPCM-7 | Innogy SE | 08000093743 | energyhq@npower.com | Distribution | Non CMRS | Unproven DSR CMU | DSR | DSR |  | Conditionally Prequalified | Opt-In |  | 1 | Yes |  |  |  | 21585 |  | 5 |  |  | 4.317 |  |  |  | 4.317 |  |  | DSR CMU Component to be fulfilled using customer asset(s) To be confirmed N/A | N/A |  |  |  | Yes | [13 empty] | Deferred
1 | ElecL1 | T-4 | Capacity Auction | 2021 | ElecLink Limited |  | ElecLink |  | 02038712563 | team.eleclink@eleclink.co.uk | Transmission | CMRS | New Build Interconnector CMU | Interconnector | Eleclink (France) |  | Conditionally Prequalified | Opt-In |  | 1 |  | Yes |  |  | 6900000 | Yes | 1000 |  |  | 690 |  |  |  | 690 |  |  | ElecLink will have a transmission capacity of 1000MW corresponding to its grid connection agreements and link the 400kV AC grids of France and Great Britain. ElecLink will employ high voltage direct current converter stations using voltage source converter technology at each side of the Channel Tunnel. 400kV AC underground cables will connect the converter stations to the TSO's high voltage substations: Sellindge (NGET, UK) and Les Mandarins (RTE, France). The converter station on the Eurotunnel site at Folkestone will be connected by one 400kV AC cable circuit to the National Grid substation at Sellindge. The route length is approximately 14km. The converter station on the Eurotunnel site at Coquelles will be connected by one 400kV AC cable circuit to the RTE substation at Les Madarins. The route length is approximately 3.5km. An approximately 52km long HVDC cable circuit will connect the two converter stations via the Channel Tunnel between Folkestone and Coquelles. This will involve two single-core HVDC cables operating at +-320kV DC. Please note that in the section below we provided an address for the CMU which relates to the UK converter station site. Of course, given the CMU is an interconnector there are a variety of sites which are owned/managed by ElecLink and relate to the CMU, as additional information we have provided details of those sites below. Please note also that we have provided the grid reference points which most closely correspond to the sites, however the postcode for the address will capture a wider area. Sellindge substation Church Lane Aldington Ashford TN25 6SS Grid reference: TR082383 Converter station at Coquelles, France Eurotunnel Entrance Centre De Secours, 3573 Chemin Rouge Cambre, 62231 Coquelles, France Grid reference: TR657202 We also wish to clarify here that ElecLink has not yet acceded to the BSC nor begun installing or testing metering systems. Therefore MPANs and BMU IDs do not apply to the ElecLink CMU at this point in time. ElecLink will ensure that the Delivery Body is updated as required once ElecLink is a BSC Party and metering systems are completed. TR199379 | N/A | [17 empty] | Deferred
2 | ELIL01 | T-4 | Capacity Auction | 2021 | Veolia UK Limited |  | SPEKE CHP | VEOLIA ENVIRONNEMENT SA | 02078125000 | uk.capacitymarket@veolia.com | Distribution | Non CMRS | Existing Generating CMU | Gas | CHP and autogeneration |  | Prequalified | Opt-In |  | 1 |  |  |  |  | 0 |  | 9.66 |  |  | 8.694 |  |  |  | 8.694 |  |  | Speke combined heat and power plant. Speke Operations, Fleming Rd, Liverpool L24 9LN SJ433845 | N/A |  |  |  | Yes | [13 empty] | Deferred
1 | elms02 | T-4 | Capacity Auction | 2021 | Distributed Generators Limited |  | Elms |  |  | john.collier@agr-group.co.uk | Distribution | Non CMRS | New Build Generating CMU | Gas | OCGT and Reciprocating Engines (Fuel Type - Gas) |  | Conditionally Prequalified | Opt-In |  | 15 |  | Yes | Yes |  | 47410 |  | 5 |  |  | 4.741 |  |  |  | 4.741 |  |  | Containerised High Speed Gas-fired reciprocating engines with transformers, switchgear and associated control gear with a total connection capacity of 5MW. 1A Elms Farm Industrial Estate Edison Road Bedford Bedfordshire MK41 0HU TL 082 509 | N/A |  |  |  | Yes | [13 empty] | Deferred
2 | EM3-21 | T-4 | Capacity Auction | 2021 | Esso Petroleum Company Limited |  | EPCo Fawley CMU |  |  |  | Distribution | CMRS | Existing Generating CMU | Gas | CHP and autogeneration |  | Prequalified | Opt-In |  | 1 |  |  |  |  | 0 |  | 140.533 |  |  | 126.48 |  |  |  | 204.245 |  |  | Unit 5 is part of the aggregated CMU EM3-21, which made up of 3 Generating Units of which Unit 5 is the largest. This Generating Unit forms the E_FAWN-1 BMU on its own and is part of the larger site inclusive BM Trading Unit, EPCo1. All Components of EM3-21 are located within the physical boundaries of the Esso Petroleum Company Limited Oil Refinery at Esso Refinery - Fawley - Southampton - Hampshire - SO45 1TX - United Kingdom. Unit 5 is one of three power and steam generation units on site and is a Gas Turbine CHP plant. It is connected to the Local Distribution Network (LDN) at 132kV level at their Fawley North Sub-Station (MSID 7081). All three units share various auxiliary load equipment - the power for which is supplied from another part of the LDN Fawley North Sub-Station. The auxiliary power will have half hourly meters, these will be installed in time to pass a Metering Test for this Capacity Market. For now, using the same method as for the T4 -2018 Capacity Market, we have determined this to be ~ 7.72s MW (maximum consumption over the three Highest Generation points) which represents 9.79% of the total Power Demand as measured at the metering points at MSID 7096. Due to the large amount of common equipment shared by the three generation units we are unable to determine exactly what part of the auxiliary load is directly attributable to TG1B and thus for this CMU we have attributed the auxiliary load evenly about the three units - i.e. 9.79/3 = 3.26% of MSID 7096, thus 2.574 MW. SO45 1TX SU439039 | Part of MSID 7095 |  |  |  | Yes | [13 empty] | Deferred
X | EM3-21-Component |  |  |  | Esso Petroleum Company Limited | [9 empty] | CHP and autogeneration | [21 empty] | TG1B is part of the aggregated CMU EM3-21, which is made up of 3 Generating Units of which TG1B of medium size. This Generating Unit is embedded in the E_FAWND BMU and is part of the larger site inclusive BM Trading Unit, EPCo1. All Components of EM3-21 are located within the physical boundaries of the Esso Petroleum Company Limited Oil Refinery at Esso Refinery - Fawley - Southampton - Hampshire - SO45 1TX - United Kingdom. TG1B is one of three power and steam generation units on site and is a Steam Turbine plant. It is connected to the Local Distribution Network (LDN) at 132kV level at their Fawley North Sub-Station (part of MSID 7095). All three units share various auxiliary load equipment - the power for which is supplied from another part of the LDN Fawley North Sub-Station. The auxiliary power will have half hourly meters, these will be installed in time to pass a Metering Test for this Capacity Market. For now, using the same method as for the T4 -2018 Capacity Market, we have determined this to be ~ 7.72s MW (maximum consumption over the three Highest Generation points) which represents 9.79% of the total Power Demand as measured at the metering points at MSID 7096. Due to the large amount of common equipment shared by the three generation units we are unable to determine exactly what part of the auxiliary load is directly attributable to TG1B and thus for this CMU we have attributed the auxiliary load evenly about the three units - i.e. 9.79/3 = 3.26% of MSID 7096, thus 2.574 MW. (NB. the rest of MSID 7095 is made up of one of our other components of our CMU - Unit 3). SO45 1TX SU439039
X | EM3-21-Component |  |  |  | Esso Petroleum Company Limited | [9 empty] | CHP and autogeneration | [21 empty] | Unit 3 is part of the aggregated CMU EM3-21, which is made up of 3 Generating Units of which Unit 3 is the smallest. This Generating Unit is embedded in the E_FAWND BMU and is part of the larger site inclusive BM Trading Unit, EPCo1. All Components of EM3-21 are located within the physical boundaries of the Esso Petroleum Company Limited Oil Refinery at Esso Refinery - Fawley - Southampton - Hampshire - SO45 1TX - United Kingdom. Unit 3 is one of three power and steam generation units on site and is a Gas Turbine CHP plant. It is connected to the Local Distribution Network (LDN) at 132kV level at their Fawley North Sub-Station (part of MSID 7095). All three units share various auxiliary load equipment - the power for which is supplied from another part of the LDN Fawley North Sub-Station. The auxiliary power will have half hourly meters, these will be installed in time to pass a Metering Test for this Capacity Market. For now, using the same method as for the T4 -2018 Capacity Market, we have determined this to be ~ 7.72s MW (maximum consumption over the three Highest Generation points) which represents 9.79% of the total Power Demand as measured at the metering points at MSID 7096. Due to the large amount of common equipment shared by the three generation units we are unable to determine exactly what part of the auxiliary load is directly attributable to TG1B and thus for this CMU we have attributed the auxiliary load evenly about the three units - i.e. 9.79/3 = 3.26% of MSID 7096, thus 2.574 MW. (NB. the rest of MSID 7095 is made up of one of our other components of our CMU - TG1B). SO45 1TX SU439039
1 | Emir9s | T-4 | Capacity Auction | 2021 | Impact Power Limited |  | Emirates Stadium New Build CMU | Bagnall Renewables Limited | 07981317465 | mclark@become-energy.com | Distribution | Non CMRS | New Build Generating CMU | Storage - Battery | Storage | Yes | Rejected | Opt-In |  | 15 |  |  |  |  | 0 |  | 1.849 |  |  | 1.777 |  |  |  | 1.777 |  |  | Behind-the-meter battery storage system located at Emirates Stadium in London. The Emirates Stadium, Hornsey Rd, London N7 7AJ TQ 311 858 | 1200052089142 |  |  |  | Yes | [13 empty] | Deferred
X | Emir9s-Component |  |  |  | Impact Power Limited | [9 empty] | Storage | [21 empty] | Behind-the-meter battery storage system located at Emirates Stadium in London The Emirates Stadium, Hornsey Rd, London N7 7AJ TQ 311 858
2 | END001 | T-4 | Capacity Auction | 2021 | Endeco Technologies Limited |  | Endeco Technologies CMU1 |  | 01923431638 | secondary.trading@endeco-technologies.com | Distribution | Non CMRS | Unproven DSR CMU | DSR | DSR |  | Conditionally Prequalified | Opt-In |  | 1 | Yes |  |  |  | 0 |  | 40 |  |  | 34.536 |  |  |  | 34.536 |  |  | Aggregated Automated Demand Loan Response To be Determined 0 | N/a |  |  |  | Yes | [13 empty] | Deferred
1 | END002 | T-4 | Capacity Auction | 2021 | Endeco Technologies Limited |  | Endeco Technologies CMU1 |  | 01923431638 | secondary.trading@endeco-technologies.com | Distribution | Non CMRS | Unproven DSR CMU | DSR | DSR |  | Conditionally Prequalified | Opt-In |  | 1 | Yes |  |  |  | 0 |  | 40 |  |  | 34.536 |  |  |  | 34.536 |  |  | Aggregated Automated Demand Loan Response To be Determined 0 | N/a |  |  |  | Yes | [13 empty] | Deferred
2 | END004 | T-4 | Capacity Auction | 2021 | Endeco Technologies Limited |  | Endeco Technologies CMU1 |  | 01923431638 | secondary.trading@endeco-technologies.com | Distribution | Non CMRS | Unproven DSR CMU | DSR | DSR |  | Prequalified | Opt-In |  | 1 |  |  |  |  | 0 |  | 10 | 3.941 |  | 2.84 |  |  |  | 8.634 |  |  | Aggregated Generation - Diesel To be Determined 0 | N/a |  |  |  | No | No | Yes | Metering Option (a) | [10 empty] | Deferred
1 | END005 | T-4 | Capacity Auction | 2021 | Endeco Technologies Limited |  | Endeco Technologies END005 |  | 01923431638 | secondary.trading@endeco-technologies.com | Distribution | Non CMRS | Unproven DSR CMU | DSR | DSR |  | Conditionally Prequalified | Opt-In |  | 1 | Yes |  |  |  | 16490 |  | 3.82 |  |  | 3.298 |  |  |  | 3.298 |  |  | Load reduction upon instruction. TBD 0 | N/A |  |  |  | Yes | [13 empty] | Deferred
2 | END006 | T-4 | Capacity Auction | 2021 | Endeco Technologies Limited |  | Endeco Technologies END006 |  | 01923431638 | secondary.trading@endeco-technologies.com | Distribution | Non CMRS | Unproven DSR CMU | DSR | DSR |  | Conditionally Prequalified | Opt-In |  | 1 | Yes |  |  |  | 29915 |  | 6.93 |  |  | 5.983 |  |  |  | 5.983 |  |  | Load reduction upon instruction. TBD 0 | N/A |  |  |  | Yes | [13 empty] | Deferred
1 | END007 | T-4 | Capacity Auction | 2021 | Endeco Technologies Limited |  | Endeco Technologies END007 |  | 01923431638 | secondary.trading@endeco-technologies.com | Distribution | Non CMRS | Unproven DSR CMU | DSR | DSR |  | Conditionally Prequalified | Opt-In |  | 1 | Yes |  |  |  | 26120 |  | 6.05 |  |  | 5.224 |  |  |  | 5.224 |  |  | Load reduction upon instruction TBD 0 | N/A |  |  |  | Yes | [13 empty] | Deferred
2 | END008 | T-4 | Capacity Auction | 2021 | Endeco Technologies Limited |  | Endeco Technologies END008 |  | 01923431638 | secondary.trading@endeco-technologies.com | Distribution | Non CMRS | Unproven DSR CMU | DSR | DSR |  | Conditionally Prequalified | Opt-In |  | 1 | Yes |  |  |  | 21585 |  | 5 |  |  | 4.317 |  |  |  | 4.317 |  |  | Load reduction upon instruction TBD 0 | N/A |  |  |  | Yes | [13 empty] | Deferred
1 | END009 | T-4 | Capacity Auction | 2021 | Endeco Technologies Limited |  | Endeco Technologies END009 |  | 01923431638 | secondary.trading@endeco-technologies.com | Distribution | Non CMRS | Unproven DSR CMU | DSR | DSR |  | Conditionally Prequalified | Opt-In |  | 1 | Yes |  |  |  | 18435 |  | 4.27 |  |  | 3.687 |  |  |  | 3.687 |  |  | Load reduction upon instruction TBD 0 | N/A |  |  |  | Yes | [13 empty] | Deferred
2 | END010 | T-4 | Capacity Auction | 2021 | Endeco Technologies Limited |  | Endeco Technologies END010 |  | 01923431638 | secondary.trading@endeco-technologies.com | Distribution | Non CMRS | Unproven DSR CMU | DSR | DSR |  | Conditionally Prequalified | Opt-In |  | 1 | Yes |  |  |  | 17180 |  | 3.98 |  |  | 3.436 |  |  |  | 3.436 |  |  | Load reduction upon instruction TBD 0 | N/A |  |  |  | Yes | [13 empty] | Deferred
1 | END011 | T-4 | Capacity Auction | 2021 | Endeco Technologies Limited |  | Endeco Technologies END011 |  | 01923431638 | secondary.trading@endeco-technologies.com | Distribution | Non CMRS | Unproven DSR CMU | DSR | DSR |  | Conditionally Prequalified | Opt-In |  | 1 | Yes |  |  |  | 17270 |  | 4 |  |  | 3.454 |  |  |  | 3.454 |  |  | Load reduction upon instruction TBD 0 | N/A |  |  |  | Yes | [13 empty] | Deferred
2 | END012 | T-4 | Capacity Auction | 2021 | Endeco Technologies Limited |  | Endeco Technologies END012 |  | 01923431638 | secondary.trading@endeco-technologies.com | Distribution | Non CMRS | Unproven DSR CMU | DSR | DSR |  | Conditionally Prequalified | Opt-In |  | 1 | Yes |  |  |  | 17270 |  | 4 |  |  | 3.454 |  |  |  | 3.454 |  |  | Load reduction upon instruction TBD 0 | N/A |  |  |  | Yes | [13 empty] | Deferred
1 | END013 | T-4 | Capacity Auction | 2021 | Endeco Technologies Limited |  | Endeco Technologies END013 |  | 01923431638 | secondary.trading@endeco-technologies.com | Distribution | Non CMRS | Unproven DSR CMU | DSR | DSR |  | Conditionally Prequalified | Opt-In |  | 1 | Yes |  |  |  | 21585 |  | 5 |  |  | 4.317 |  |  |  | 4.317 |  |  | Load reduction upon instruction TBD 0 | N/A |  |  |  | Yes | [13 empty] | Deferred
2 | END014 | T-4 | Capacity Auction | 2021 | Endeco Technologies Limited |  | Endeco Technologies END014 |  | 01923431638 | secondary.trading@endeco-technologies.com | Distribution | Non CMRS | Unproven DSR CMU | DSR | DSR |  | Conditionally Prequalified | Opt-In |  | 1 | Yes |  |  |  | 17270 |  | 4 |  |  | 3.454 |  |  |  | 3.454 |  |  | Load reduction upon instruction TBD 0 | N/A |  |  |  | Yes | [13 empty] | Deferred
1 | END015 | T-4 | Capacity Auction | 2021 | Endeco Technologies Limited |  | Endeco Technologies END015 |  | 01923431638 | secondary.trading@endeco-technologies.com | Distribution | Non CMRS | Unproven DSR CMU | DSR | DSR |  | Conditionally Prequalified | Opt-In |  | 1 | Yes |  |  |  | 17270 |  | 4 |  |  | 3.454 |  |  |  | 3.454 |  |  | Load reduction upon instruction TBD 0 | N/A |  |  |  | Yes | [13 empty] | Deferred
2 | END016 | T-4 | Capacity Auction | 2021 | Endeco Technologies Limited |  | Endeco Technologies END016 |  | 01923431638 | secondary.trading@endeco-technologies.com | Distribution | Non CMRS | Unproven DSR CMU | DSR | DSR |  | Conditionally Prequalified | Opt-In |  | 1 | Yes |  |  |  | 17270 |  | 4 |  |  | 3.454 |  |  |  | 3.454 |  |  | Load reduction upon instruction TBD 0 | N/A |  |  |  | Yes | [13 empty] | Deferred
1 | END017 | T-4 | Capacity Auction | 2021 | Endeco Technologies Limited |  | Endeco Technologies END017 |  | 01923431638 | secondary.trading@endeco-technologies.com | Distribution | Non CMRS | Unproven DSR CMU | DSR | DSR |  | Conditionally Prequalified | Opt-In |  | 1 | Yes |  |  |  | 17270 |  | 4 |  |  | 3.454 |  |  |  | 3.454 |  |  | Load reduction upon instruction TBD 0 | N/A |  |  |  | Yes | [13 empty] | Deferred
2 | END018 | T-4 | Capacity Auction | 2021 | Endeco Technologies Limited |  | Endeco Technologies END018 |  | 01923431638 | secondary.trading@endeco-technologies.com | Distribution | Non CMRS | Unproven DSR CMU | DSR | DSR |  | Conditionally Prequalified | Opt-In |  | 1 | Yes |  |  |  | 17270 |  | 4 |  |  | 3.454 |  |  |  | 3.454 |  |  | Load reduction upon instruction TBD 0 | N/A |  |  |  | Yes | [13 empty] | Deferred
1 | ENEL01 | T-4 | Capacity Auction | 2021 | TYNEMOUTH ENERGY STORAGE LIMITED |  | ENEL_TESL | Enel S.p.A. | 00390683058395 | antonio.monina@enel.com | Distribution | Non CMRS | New Build Generating CMU | Storage - Battery | Storage | Yes | Conditionally Prequalified | Opt-In |  | 15 |  | Yes |  |  | 240280 |  | 25 |  |  | 24.028 |  |  |  | 24.028 |  |  | 25 MW storage site using Lithium Ion Batteries Unit G, Algernon Industrial Estate, North Shields, Tyne And Wear, NE27 0NB, United Kingdom NZ 318 701 | N/A |  |  |  | Yes | [13 empty] | Deferred
2 | EngSt1 | T-4 | Capacity Auction | 2021 | Resources Management U.K. Limited |  | RML Engines set1 |  |  |  | Distribution | CMRS | New Build Generating CMU | Gas | Storage | Yes | Rejected | Opt-In |  | 15 |  |  |  |  | 0 |  | 15 |  |  | 13.806 |  |  |  | 13.806 |  |  | Battery Storage at 2.5MWh Capacity Withyhedge Landfill Site, Rudbaxton, Haverfordwest, Pembrokshire SA62 4DB SM 972 215 SM 972 215 | N/A |  |  |  | Yes | [13 empty] | Deferred
X | EngSt1-Component |  |  |  | Resources Management U.K. Limited | [9 empty] | Storage | [21 empty] | Battery Storage Withyhedge Landfill, Rudbaxton, Haverfordwest Pembrokshire, SA62 4DB SM 972 215
X | EngSt1-Component |  |  |  | Resources Management U.K. Limited | [9 empty] | CHP and autogeneration | [21 empty] | Engine set Withyhedge Lanfill, Rudbaxton, Haverfordwest,Pembrokshire Sa62 4DB SM972215
X | EngSt1-Component |  |  |  | Resources Management U.K. Limited | [9 empty] | CHP and autogeneration | [21 empty] | Engine generator sets Withyhedge Landfill site, Rudbaxton, Haverfordwest SA62 4DB SM972215
1 | EPLAGA | T-4 | Capacity Auction | 2021 | EP Langage Limited |  | T_LAGA-1 | EP UK Investments Ltd | 02038264900 | capacitymarket@epuki.co.uk | Transmission | CMRS | Existing Generating CMU | Gas | CCGT |  | Prequalified | Opt-In |  | 1 |  |  |  |  | 0 |  | 905 |  |  | 814.5 |  |  |  | 814.5 |  |  | EP Langage Power Station is a Combined Cycle Gas Turbine (CCGT) electricity generating station. EP Langage Power Station, Holland Road, Plymouth, PL7 5AW. SX 571 563 | 7205 |  |  |  | No |  |  |  | No | [9 empty] | No
2 | EPSHBA | T-4 | Capacity Auction | 2021 | EP SHB Limited |  | South Humber Bank | EP UK Investments Ltd | 02038264900 | capacitymarket@epuki.co.uk | Transmission | CMRS | Existing Generating CMU | Gas | CCGT |  | Rejected | Opt-In |  | 1 |  |  |  |  | 0 |  | 1400 |  |  | 1260 |  |  |  | 1260 |  |  | EP Humber Power Station Phase 1 is a Combined Cycle Gas Turbine (CCGT) electricity generating station. EP Humber Power Station, South Marsh Road, Stallingborough, DN41 8BZ. TA 227 134 | 7047 |  |  |  | No |  |  |  | No | [9 empty] | No
X | EPSHBA-Component |  |  |  | EP SHB Limited | [9 empty] | CCGT | [21 empty] | EP Humber Power Station Phase 2 is a Combined Cycle Gas Turbine (CCGT) electricity generating station. EP Humber Power Station, South Marsh Road, Stallingborough, DN41 8BZ TA 227 134
1 | ERR121 | T-4 | Capacity Auction | 2021 | SSE Generation Limited |  | Errochty 1 | SSE plc | 01738457343 | CMSecondaryTrading@sse.com | Transmission | CMRS | Existing Generating CMU | Hydro | Hydro |  | Prequalified | Opt-In |  | 1 |  |  |  |  | 0 |  | 25.287 |  |  | 22.232 |  |  |  | 22.232 |  |  | Generating Unit 1 Errochty Power Station, Tummel Bridge, by Pitlochry, Perthshire, PH16 5DF NN772593 | 8663 |  |  |  | No |  |  |  | No | [9 empty] | No
2 | ERR221 | T-4 | Capacity Auction | 2021 | SSE Generation Limited |  | Errochty 2 | SSE plc | 01738457343 | CMSecondaryTrading@sse.com | Transmission | CMRS | Existing Generating CMU | Hydro | Hydro |  | Prequalified | Opt-In |  | 1 |  |  |  |  | 0 |  | 25.258 |  |  | 22.207 |  |  |  | 22.207 |  |  | Generating Unit 2 Errochty Power Station, Tummel Bridge, by Pitlochry, Perthshire, PH16 5NT NN772593 | 8663 |  |  |  | No |  |  | Metering Option (a) | No | [9 empty] | No
1 | ERR321 | T-4 | Capacity Auction | 2021 | SSE Generation Limited |  | Errochty 3 | SSE plc | 01738457343 | CMSecondaryTrading@sse.com | Transmission | CMRS | Existing Generating CMU | Hydro | Hydro |  | Prequalified | Opt-In |  | 1 |  |  |  |  | 0 |  | 25.308 |  |  | 22.251 |  |  |  | 22.251 |  |  | Generating Unit 3 Errochty Power Station, Tummel Bridge, by Pitlochry, Perthshire, PH16 5NT NN772593 | 8663 |  |  |  | No |  |  | Metering Option (a) | No | [9 empty] | No
2 | ERSK01 | T-4 | Capacity Auction | 2021 | Erskine Generation Limited |  | Erskine | Forsa Energy CM Holdings Limited | 02079522244 | jpoley@velocitaenergy.com | Distribution | Non CMRS | New Build Generating CMU | Gas | OCGT and Reciprocating Engines (Fuel Type - Gas) |  | Conditionally Prequalified | Opt-In |  | 15 |  | Yes | Yes |  | 188670 | Yes | 19.9 |  |  | 18.867 |  |  |  | 18.867 |  |  | A new build, gas fuelled generation station. On land adjacent to Old Greenock Road and M8 Junction 30, Renfrewshire. NS 447 704 | N/A |  |  |  | Yes | [13 empty] | Deferred
1 | ESBS14 | T-4 | Capacity Auction | 2021 | FlexibleGridPower Ltd |  | Erskine Battery Storage Facility |  | 02082399917 | info@gridcodepower.com | Distribution | Non CMRS | New Build Generating CMU | Storage - Battery | Storage | Yes | Conditionally Prequalified | Opt-In |  | 15 |  | Yes | Yes |  | 287370 | Yes | 29.9 |  |  | 28.737 |  |  |  | 28.737 |  |  | The facility consists of a lithium Ion battery storage system capable of importing, storing and exporting electricity. It connects to SPEN’s 33kV distribution network at 33kV. Land off Shilton Lane & Old Greenock Road by the M898 near Erskine PA7 5NS. See map. NS 450 705 | N/A |  |  |  | Yes | [13 empty] | Deferred
2 | ESBS15 | T-4 | Capacity Auction | 2021 | FlexibleGridPower Ltd |  | Shilton Lane Battery Storage Facility |  | 02082399917 | info@gridcodepower.com | Distribution | Non CMRS | New Build Generating CMU | Storage - Battery | Storage | Yes | Conditionally Prequalified | Opt-In |  | 15 |  | Yes | Yes |  | 153780 | Yes | 16 |  |  | 15.378 |  |  |  | 15.378 |  |  | The facility consists of a lithium Ion battery storage system capable of importing, storing and exporting electricity. It connects to SPEN’s 33kV distribution network at 33kV. This CMU is adjacent to, but separate from, ESBS14. Land off Shilton Lane & Old Greenock Road by the M898 near Erskine PA7 5NS NS 449 705 | N/A |  |  |  | Yes | [13 empty] | Deferred
1 | EV4007 | T-4 | Capacity Auction | 2021 | Marsh Energy Limited |  | Naughton |  | 01675437777 | desk@greenfrogpower.co.uk | Distribution | CMRS | New Build Generating CMU | Gas | OCGT and Reciprocating Engines (Fuel Type - Gas) |  | Conditionally Prequalified | Opt-In |  | 15 |  | Yes | Yes |  | 189620 | Yes | 20 |  |  | 18.962 |  |  |  | 18.962 |  |  | Gas fired reciprocating engines. James Lane, Burghfield, Reading, RG30 3RS See attached location note SU 672 671 | N/A |  |  |  | Yes | [13 empty] | Deferred
2 | EWIC17 | T-4 | Capacity Auction | 2021 | EirGrid Interconnector Designated Activity Company |  | EWIC | EirGrid plc | 0035312370000 | info@eirgrid.com | Transmission | CMRS | Existing Interconnector CMU | Interconnector | EWIC (Ireland) |  | Rejected | Opt-In |  | 1 |  |  |  |  | 0 |  | 500 |  |  | 295 |  |  |  | 295 |  |  | The East West Interconnector (EWIC) is a 400kV HVDC link between Connah's Quay in Wales and Woodland in Ireland. SJ283705 | 7262 | [17 empty] | No
1 | EWTEHB | T-4 | Capacity Auction | 2021 | Exeter Waste to Energy Limited |  | Exeter Waste to Energy |  | 01395232800 | troy@stuarts.co.uk | Distribution | Non CMRS | New Build Generating CMU | Waste | OCGT and Reciprocating Engines |  | Conditionally Prequalified | Opt-In |  | 15 |  | Yes | Yes |  | 92910 | Yes | 9.8 |  |  | 9.291 |  |  |  | 9.291 |  |  | A Waste to Energy (WtE) plant delivering a net export capacity of 9.80MW. Hillbarton Business Park Sidmouth Road Clyst St Mary Exeter EX5 1DR SY 004 912 | N/A |  |  |  | Yes | [13 empty] | Deferred
2 | EXBIR1 | T-4 | Capacity Auction | 2021 | Limejump Ltd. |  | EXC_02 |  | 02071275308 | capacitymarket@limejump.com | Distribution | Non CMRS | Existing Generating CMU | Gas | CHP and autogeneration |  | Rejected | Opt-In |  | 1 |  |  |  |  | 0 |  | 3.354 |  |  | 3.019 |  |  |  | 3.013 |  |  | 3.348 MW gas engine CHP plant Birds Eye Limited. Whapload Road, Lowestoft, Suffolk NR32 1XQ TM 553 939 | N/A |  |  |  | Yes | [13 empty] | Deferred
1 | EXCA01 | T-4 | Capacity Auction | 2021 | RYDBERG DEVELOPMENT COMPANY LIMITED |  | EXCA01 | Hartree Partners Power Holdings (UK) Limited | 02072017134 | londonpoweroperations@hplp.com | Distribution | Non CMRS | New Build Generating CMU | Gas | OCGT and Reciprocating Engines (Fuel Type - Gas) |  | Conditionally Prequalified | Opt-In |  | 15 |  | Yes | Yes |  | 56890 | Yes | 6 |  |  | 5.689 |  |  |  | 5.689 |  |  | New build power station comprised of multiple reciprocating engines. Excalibur Road, Beacons Park, Gorleston, Great Yarmouth, Norfolk NR31 7RQ TG 515 017 | N/A |  |  |  | Yes | [13 empty] | Deferred
2 | EXET17 | T-4 | Capacity Auction | 2021 | Viridor Waste Management Limited |  | Exeter ERF | Viridor Waste Limited | 01869879497 | CapacityMarket@viridor.co.uk | Distribution | Non CMRS | Existing Generating CMU | Biomass | Coal/biomass |  | Prequalified | Opt-In |  | 1 |  |  |  |  | 0 |  | 4.057 |  |  | 3.553 |  |  |  | 3.553 |  |  | Energy from Waste Facility which exports at between 3 MW and 4.5 MW subject to calorific value of waste and biogenic content Exeter ERF, Grace Road South, Exeter EX2 8QE SX 926 905 | 2200042259527 |  |  |  | No | No | Yes | Metering Option (a) | No |  |  | No | [6 empty] | No
1 | EXETR1 | T-4 | Capacity Auction | 2021 | Rolls-Royce Power Development Limited |  | Exeter Power |  | 01173257001 | Michael.Strutt@Rolls-Royce.com | Distribution | Non CMRS | Existing Generating CMU | Gas | OCGT and Reciprocating Engines |  | Prequalified | Opt-In |  | 1 |  |  |  |  | 0 |  | 48.013 |  |  | 45.521 |  |  |  | 47.405 |  |  | The auxiliary load is minimal (1MW) and have been removed from the metering assessment when calculating the maximum generating output Marsh Green Idustrial Park, Marsh Barton Trading Estate, Exeter, Devon, EX2 8NY SX924907 | 2200032024222 |  |  |  | No | No | Yes | Metering Option (a) | No |  |  | No | [6 empty] | No
2 | EXLJ11 | T-4 | Capacity Auction | 2021 | Limejump Ltd. |  | Mixed CHP |  | 02071275308 | capacitymarket@limejump.com | Distribution | Non CMRS | Existing Generating CMU | Gas | CHP and autogeneration |  | Prequalified | Opt-In |  | 1 |  |  |  |  | 0 |  | 16.291 |  |  | 14.662 |  |  |  | 15.795 |  |  | 14.700MW CHP located at Cowie, Stirling. Cowie Stirling FK7 7BQ NS 837 888 | N/A |  |  |  | Yes | [13 empty] | Deferred
X | EXLJ11-Component |  |  |  | Limejump Ltd. | [9 empty] | CHP and autogeneration | [21 empty] | 2MW CHP located at Salford Media City Prestwood Rd Salford M50 2EQ SJ 801 974
X | EXLJ11-Component |  |  |  | Limejump Ltd. | [9 empty] | CHP and autogeneration | [21 empty] | 0.85 MW CHP Located at Poole Hospital Poole Hospital Longfleet R Poole BH15 2JB SZ 019 913
1 | EXSMU1 | T-4 | Capacity Auction | 2021 | Limejump Ltd. |  | Smurfit Kappa |  | 02071275308 | capacitymarket@limejump.com | Distribution | Non CMRS | Existing Generating CMU | Gas | CHP and autogeneration |  | Prequalified | Opt-In |  | 1 |  |  |  |  | 0 |  | 8.3 |  |  | 7.47 |  |  |  | 7.47 |  |  | 8.3MW Gas Turbine installation Smurfit Kappa SSK, Mount Street, Nechells, Birmingham B7 5RE SP 093 887 | N/A |  |  |  | Yes | [13 empty] | Deferred
2 | F3_174 | T-4 | Capacity Auction | 2021 | First Hydro Company |  | Ffestiniog Unit 3 | First Hydro Holdings Company | 02073208964 | originationteam.uk@engie.com | Transmission | CMRS | Existing Generating CMU | Storage - Pumped | Storage | Yes | Prequalified | Opt-In |  | 1 |  |  |  |  | 0 |  | 90 |  |  | 86.499 |  |  |  | 86.499 |  |  | BM Unit T_FFES-3 at Ffestiniog Power Station (Pumped Storage) Ffestiniog Power Station, Tanygrisiau, Blaenau Ffestiniog, LL41 3TP SH679444 | 7014 |  |  |  | No |  |  |  | No | [9 empty] | No
1 | F4_174 | T-4 | Capacity Auction | 2021 | First Hydro Company |  | Ffestiniog Unit 4 | First Hydro Holdings Company | 02073208964 | originationteam.uk@engie.com | Transmission | CMRS | Existing Generating CMU | Storage - Pumped | Storage | Yes | Prequalified | Opt-In |  | 1 |  |  |  |  | 0 |  | 90 |  |  | 86.499 |  |  |  | 86.499 |  |  | BM Unit T_FFES-4 at Ffestiniog Power Station (Pumped Storage) Ffestiniog Power Station, Tanygrisiau, Blaenau Ffestiniog, LL41 3TP SH679444 | 7014 |  |  |  | No |  |  |  | No | [9 empty] | No
2 | FARN03 | T-4 | Capacity Auction | 2021 | Farnborough Power Limited |  | Farnborough Power | Apus Energy Limited | 02920547206 | matthew.tucker@welshpower.com | Distribution | Non CMRS | New Build Generating CMU | Gas | OCGT and Reciprocating Engines |  | Conditionally Prequalified | Opt-In |  | 15 |  | Yes | Yes |  | 149800 | Yes | 15.8 |  |  | 14.98 |  |  |  | 15.17 |  |  | 16 MW power plant comprising 8 x 2MW gas reciprocating engines. The power plant will be connected to the local distribution network and local gas network. Vacant land off Old Ively Road, Cody Technology Park, Ively Road, Farnborough, Hampshire, GU14 0LP SU 836 539 | N/A |  |  |  | Yes | [13 empty] | Deferred
1 | FARN21 | T-4 | Capacity Auction | 2021 | Harmony FM Limited |  | FARNHAM |  | 01423799109 | peter.kavanagh@harmonyenergy.co.uk | Distribution | Non CMRS | New Build Generating CMU | Storage - Battery | Storage | Yes | Conditionally Prequalified | Opt-In |  | 15 |  | Yes | Yes |  | 192220 | Yes | 20 |  |  | 19.222 |  |  |  | 19.222 |  |  | A new build 20MW battery energy storage system Land to the rear of Poulson Plant Hire, Wrecclesham Hill, Farnham, GU10 4JU SU 819 439 | N/A |  |  |  | Yes | [13 empty] | Deferred
2 | FAS121 | T-4 | Capacity Auction | 2021 | SSE Generation Limited |  | Fasnakyle 1 | SSE plc | 01738457343 | CMSecondaryTrading@sse.com | Transmission | CMRS | Existing Generating CMU | Hydro | Hydro |  | Prequalified | Opt-In |  | 1 |  |  |  |  | 0 |  | 23 |  |  | 20.222 |  |  |  | 20.222 |  |  | Generating Unit 1 Fasnakyle Power Station, Cannich, Inverness-shire, IV4 7NB NH318295 | 8654 |  |  |  | No |  |  |  | No | [9 empty] | No
1 | FAS221 | T-4 | Capacity Auction | 2021 | SSE Generation Limited |  | Fasnakyle 2 | SSE plc | 01738457343 | CMSecondaryTrading@sse.com | Transmission | CMRS | Existing Generating CMU | Hydro | Hydro |  | Prequalified | Opt-In |  | 1 |  |  |  |  | 0 |  | 23 |  |  | 20.222 |  |  |  | 20.222 |  |  | Generating Unit 2 Fasnakyle Power Station, Cannich, Inverness-shire, IV4 7NB NH318295 | 8654 |  |  |  | No |  |  |  | No | [9 empty] | No
2 | FAS321 | T-4 | Capacity Auction | 2021 | SSE Generation Limited |  | Fasnakyle 3 | SSE plc | 01738457343 | CMSecondaryTrading@sse.com | Distribution | CMRS | Existing Generating CMU | Hydro | Hydro |  | Prequalified | Opt-In |  | 1 |  |  |  |  | 0 |  | 23.138 |  |  | 20.343 |  |  |  | 20.343 |  |  | Generating unit 3. Fasnakyle Power Station, Cannich, Inverness-shire, IV4 7NB NH318295 | 8654 |  |  |  | No | No | Yes |  | No | [9 empty] | No
1 | FCCAL1 | T-4 | Capacity Auction | 2021 | FCC Recycling (UK) Limited |  | Allington EFW | FCC Environment (UK) Limited | 01604826262 | carol.nunn@fccenvironment.co.uk | Distribution | Non CMRS | Existing Generating CMU | Waste | Coal/biomass |  | Prequalified | Opt-In |  | 1 |  |  |  |  | 0 |  | 35.519 |  |  | 31.108 |  |  |  | 31.108 |  |  | This CMU identifier is the replacement of ALL001 due to changes of unit capacity and connection agreement. The connection capacity is based on historic data as per rule 3.5.3 Allington Integrated Waste Management Facility,500kT Energy from Waste Plant with c. 36MW electrical output. The auxiliary load is not included in the connection capacity i.e. The export is net. There are 2 different MPAN 1900070394446 and 1900070467983, accumulating to the total output. Allington EfW, Laverstoke Road, 20/20 Business Park, Allington, Maidstone, Kent, ME16 0LE TQ 738 578 | 1900070394446 and 467983 |  |  |  | No | No | Yes | Metering Option (a) | No |  |  | No | [6 empty] | No
2 | FCCBU1 | T-4 | Capacity Auction | 2021 | FCC Buckinghamshire Ltd |  | FCC Buckinghamshire Ltd | FCC Buckinghamshire Holdings Limited | 01604826262 | carol.nunn@fccenvironment.co.uk | Distribution | Non CMRS | Existing Generating CMU | Waste | Coal/biomass |  | Prequalified | Opt-In |  | 1 |  |  |  |  | 0 |  | 27.2 |  |  | 24.741 |  |  |  | 23.822 |  |  | This CMU identifier is the replacement for BUCK01, BUCK02, FCCB01, due to the change in Connection Capacity as per rule 3.5.2 and change from "New build CMU" to "Existing CMU" status FCC Buckinghamshire Ltd. 300kT Energy from Waste Plant with c. 25MW net output. Auxiliary load is not included in the connection capacity i.e the export is net. Greatmoor EfW, Greatmoor Road, Woodham, Aylesbury, Buckinghamshire, HP18 0QE SP 706 185 | 1170000549278 |  |  |  | No | No | Yes | Metering Option (a) | No |  |  | No | [6 empty] | No
1 | FCCLI1 | T-4 | Capacity Auction | 2021 | FCC Recycling (UK) Limited |  | Lincs EFW | FCC Environment (UK) Limited | 01604826262 | carol.nunn@fccenvironment.co.uk | Distribution | Non CMRS | Existing Generating CMU | Waste | Coal/biomass |  | Prequalified | Opt-In |  | 1 |  |  |  |  | 0 |  | 13.1 |  |  | 11.825 |  |  |  | 11.473 |  |  | This new CMU identifier is the replacement of LINC01 due to change in the Connection Capacity to Grid Connection Capacity as per rule 3.5.2. FCC Environment Lincolnshire Ltd, 150kT Energy From Waste Plant with electrical output of c. 13MW. The auxiliary load is not included in the connection capacity. i.e.the export is net. Lincoln EfW, Paving Way Off Whisby Road, North Hykeham, Lincoln, Lincolnshire, LN6 3QW SK 939 678 | 1170000112486 |  |  |  | No | No | Yes | Metering Option (a) | No |  |  | No | [6 empty] | No
2 | FCCME1 | T-4 | Capacity Auction | 2021 | Mercia Waste Management Ltd |  | Mercia Waste Management Ltd | FCC Environment Services (UK) Limited / Urbaser Li | 01604826262 | carol.nunn@fccenvironment.co.uk | Distribution | Non CMRS | Existing Generating CMU | Waste | Coal/biomass |  | Prequalified | Opt-In |  | 1 |  |  |  |  | 0 |  | 19.619 |  |  | 17.182 |  |  |  | 17.182 |  |  | This new CMU identifier is the replacement for the MER001, MERC01 and MERC02 as the CMU is operational since April 2017. The CMU capacity is 19.619 MW, reduced from 25 MW grid connection size, in line with rule 3.5.3 using historic data. Mercia Waste Management Ltd 250kT Energy from Waste plant with c. 19MW electrical output net. Auxilliary load is not included in connection capacity .i.e the export is net. "Mercia EnvirRecover EfW Oak Drive Hartlebury Trading Estate Hartlebury Worcestershire DY10 4JB" SO 859 697 | 1470000473765 |  |  |  | No | No | Yes | Metering Option (a) | No |  |  | No | [6 empty] | No
1 | FEA_17 | T-4 | Capacity Auction | 2021 | Featherstone Energy Limited |  | Featherstone | Hargreaves Services PLC | 01913734485 | info@hsgplc.co.uk | Distribution | Non CMRS | New Build Generating CMU | Gas | OCGT and Reciprocating Engines (Fuel Type - Gas) |  | Conditionally Prequalified | Opt-In |  | 15 |  | Yes | Yes |  | 73010 | Yes | 7.701 |  |  | 7.301 |  |  |  | 7.301 |  |  | 4 x 2MW reciprocating engines Featherstone Energy Limited, Commonside Lane, Featherstone, W Yorks, WF7 5DF SE412204 | N/A |  |  |  | Yes | [13 empty] | Deferred
2 | FEN123 | T-4 | Capacity Auction | 2021 | RE PROJECTS DEVELOPMENT LIMITED |  | FEN123 |  | 07772563765 | lyricenergy@gmail.com | Distribution | Non CMRS | New Build Generating CMU | Gas | OCGT and Reciprocating Engines (Fuel Type - Gas) |  | Conditionally Prequalified | Opt-In |  | 15 |  | Yes | Yes |  | 56890 | Yes | 6 |  |  | 5.689 |  |  |  | 5.689 |  |  | NEW BUILD GAS GENERATION STATION LAND AT FENTON LANE LITTLE FENTON SHERBURN IN ELMET LS25 6HA SE 511 350 | N/A |  |  |  | Yes | [13 empty] | Deferred
1 | FENT21 | T-4 | Capacity Auction | 2021 | FL Energy Storage Limited |  | FENTON LANE | Volta Energy Storage Limited | 01244405250 | richard@voltaenergystorage.co.uk | Distribution | Non CMRS | New Build Generating CMU | Storage - Battery | Storage | Yes | Conditionally Prequalified | Opt-In |  | 15 |  | Yes | Yes |  | 28830 | Yes | 3 |  |  | 2.883 |  |  |  | 2.883 |  |  | A 3MW Battery Energy Storage System. Sherburn Lodge Farm Battery Storage Scheme, Fenton Lane, Sherburn in Elmet, North Yorkshire, LS25 6EZ SE 509 344 | N/A |  |  |  | Yes | [13 empty] | Deferred
2 | FERR17 | T-4 | Capacity Auction | 2021 | RWE Generation UK plc |  | CMU_FERR1 | RWE Generation UK Holdings PLC | 01793475217 | CapMarketSecondaryTrading@rwe.com | Distribution | Non CMRS | New Build Generating CMU | Gas | OCGT and Reciprocating Engines (Fuel Type - Gas) |  | Conditionally Prequalified | Opt-In |  | 15 |  | Yes | Yes |  | 379240 | Yes | 40 |  |  | 37.924 |  |  |  | 37.924 |  |  | CMU will be formed of multiple individual gas reciprocating engine units RWE Ferrybridge A Workshops Old North Road Ferrybridge Knottingley WF11 8NG SE 481 247 | N/A |  |  |  | Yes | [13 empty] | Deferred
1 | FERRYB | T-4 | Capacity Auction | 2021 | Keadby Generation Limited |  | Ferrybridge | SSE Generation Limited | 01738457343 | CMSecondaryTrading@sse.com | Transmission | CMRS | Existing Generating CMU |  | Coal/biomass |  |  | Opt-Out | Closed down, decommissioned or otherwise non-operational by the start of the relevant Delivery Year | [14 empty] | 890.519 |  |  | Aux. load separately metered Ferrybridge Power Station, Stranglands Lane, Knottingley, West Yorkshire, WF11 8SQ SE474248 | 5012 |  |  |  | No |  |  |  | No | [9 empty] | N/A
X | FERRYB-Component |  |  |  | Keadby Generation Limited | [9 empty] | OCGT and Reciprocating Engines | [21 empty] | Unit 4 Ferrybridge Power Station, Stranglands Lane, Knottingley, West Yorkshire, WF11 8SQ SE474248
X | FERRYB-Component |  |  |  | Keadby Generation Limited | [9 empty] | OCGT and Reciprocating Engines | [21 empty] | GT5 Ferrybridge Power Station, Stranglands Lane, Knottingley, West Yorkshire, WF11 8SQ SE474249
X | FERRYB-Component |  |  |  | Keadby Generation Limited | [9 empty] | Coal/biomass | [21 empty] | GT8 Ferrybridge Power Station, Stranglands Lane, Knottingley, West Yorkshire, WF11 8SQ SE474248
2 | FERY21 | T-4 | Capacity Auction | 2021 | Walker & Son (Hauliers) Limited |  | FERRYBRIDGE1 |  | 01777874926 | lee.bartrop@walker-tuxford.co.uk | Distribution | Non CMRS | New Build Generating CMU | Gas | OCGT and Reciprocating Engines (Fuel Type - Gas) |  | Conditionally Prequalified | Opt-In |  | 15 |  | Yes | Yes |  | 189620 | Yes | 20 |  |  | 18.962 |  |  |  | 18.962 |  |  | A 20MW new build gas generating station.. Industrial Pallets, 1 Kirkhaw Lane, Ferrybridge, Knottingley, WF11 8RD SE 479 249 | N/A |  |  |  | Yes | [13 empty] | Deferred
1 | FGT221 | T-4 | Capacity Auction | 2021 | Keadby Generation Limited |  | Fiddler's Ferry GT2 | SSE Generation Limited | 01738457343 | CMSecondaryTrading@sse.com | Transmission | CMRS | Existing Generating CMU | Diesel | OCGT and Reciprocating Engines (Fuel Type - Diesel) |  | Prequalified | Opt-In |  | 1 |  |  |  |  | 0 |  | 17 |  |  | 16.118 |  |  |  | 16.118 |  |  | GT2 Fiddler's Ferry Power Station, Widnes Road, Cuerdley, Warrington, WA5 2UT SJ542863 | 5008 |  |  |  | No |  |  |  | No | [9 empty] | No
2 | FGT321 | T-4 | Capacity Auction | 2021 | Keadby Generation Limited |  | Fiddler's Ferry GT3 | SSE Generation Limited | 01738457343 | CMSecondaryTrading@sse.com | Transmission | CMRS | Existing Generating CMU | Diesel | OCGT and Reciprocating Engines (Fuel Type - Diesel) |  | Prequalified | Opt-In |  | 1 |  |  |  |  | 0 |  | 17 |  |  | 16.118 |  |  |  | 16.118 |  |  | GT3 Fiddler's Ferry Power Station, Widnes Road, Cuerdley, Warrington, WA5 2UT SJ542863 | 5009 |  |  |  | No |  |  |  | No | [9 empty] | No
1 | FID121 | T-4 | Capacity Auction | 2021 | Keadby Generation Limited |  | Fiddler's Ferry 1 | SSE Generation Limited | 01738457343 | CMSecondaryTrading@sse.com | Transmission | CMRS | Existing Generating CMU | Coal | Coal/biomass |  | Prequalified | Opt-In |  | 1 |  |  |  |  | 0 |  | 485 |  |  | 424.763 |  |  |  | 424.763 |  |  | Generating Unit 1 Fiddler's Ferry Power Station, Widnes Road, Cuerdley, Warrington, WA5 2UT SJ542863 | 5008 |  |  |  | No |  |  |  | No | [9 empty] | No
2 | FID221 | T-4 | Capacity Auction | 2021 | Keadby Generation Limited |  | Fiddler's Ferry 2 | SSE Generation Limited | 01738457343 | CMSecondaryTrading@sse.com | Transmission | CMRS | Existing Generating CMU | Coal | Coal/biomass |  | Prequalified | Opt-In |  | 1 |  |  |  |  | 0 |  | 485 |  |  | 424.763 |  |  |  | 424.763 |  |  | Generating Unit 2 Fiddler's Ferry Power Station, Widnes Road, Cuerdley, Warrington, WA5 2UT SJ542863 | 5008 |  |  |  | No |  |  |  | No | [9 empty] | No
1 | FID321 | T-4 | Capacity Auction | 2021 | Keadby Generation Limited |  | Fiddler's Ferry 3 | SSE Generation Limited | 01738457343 | CMSecondaryTrading@sse.com | Transmission | CMRS | Existing Generating CMU | Coal | Coal/biomass |  | Prequalified | Opt-In |  | 1 |  |  |  |  | 0 |  | 485 |  |  | 424.763 |  |  |  | 424.763 |  |  | Generating Unit 3 Fiddler's Ferry Power Station, Widnes Road, Cuerdley, Warrington, WA5 2UT SJ542863 | 5009 |  |  |  | No |  |  |  | No | [9 empty] | No
2 | FID421 | T-4 | Capacity Auction | 2021 | Keadby Generation Limited |  | Fiddler's Ferry 4 | SSE Generation Limited | 01738457343 | CMSecondaryTrading@sse.com | Transmission | CMRS | Existing Generating CMU | Coal | Coal/biomass |  | Prequalified | Opt-In |  | 1 |  |  |  |  | 0 |  | 498 |  |  | 436.148 |  |  |  | 436.148 |  |  | Generating Unit 4 Fiddler's Ferry Power Station, Widnes Road, Cuerdley, Warrington, WA5 2UT SJ542863 | 5009 |  |  |  | No |  |  |  | No | [9 empty] | No
1 | Finwy2 | T-4 | Capacity Auction | 2021 | FLINT TO CELL LIMITED |  | Finway |  |  |  | Distribution | Non CMRS | New Build Generating CMU | Gas | OCGT and Reciprocating Engines (Fuel Type - Gas) |  | Conditionally Prequalified | Opt-In |  | 15 |  | Yes | Yes |  | 47410 |  | 5 |  |  | 4.741 |  |  |  | 4.741 |  |  | Containerised High Speed Gas-fired reciprocating engines with transformers, switchgear and associated control gear with a total connection capacity of 5MW 4 Finway Road Hemel Hempstead HP2 7PT TL 076 092 | N/A |  |  |  | Yes | [13 empty] | Deferred
2 | FLDF21 | T-4 | Capacity Auction | 2021 | Merit Generation II Limited |  | FIELDS FARM |  | 02380010437 | ian@inrgsolar.com | Distribution | Non CMRS | New Build Generating CMU | Gas | OCGT and Reciprocating Engines (Fuel Type - Gas) |  | Conditionally Prequalified | Opt-In |  | 15 |  | Yes | Yes |  | 189620 | Yes | 20 |  |  | 18.962 |  |  |  | 18.962 |  |  | A new build 20MW gas fuelled generating station. Land at Fields Farm, Congleton Road, Sandbach, CW11 4TE. SJ 758 624 | N/A |  |  |  | Yes | [13 empty] | Deferred
1 | FLIN03 | T-4 | Capacity Auction | 2021 | Flint Power Limited |  | Flint Power Limited | Apus Energy Limited | 02920547206 | matthew.tucker@welshpower.com | Distribution | Non CMRS | New Build Generating CMU | Gas | OCGT and Reciprocating Engines |  | Conditionally Prequalified | Opt-In |  | 15 |  | Yes | Yes |  | 149800 | Yes | 15.8 |  |  | 14.98 |  |  |  | 15.17 |  |  | 16 MW power plant comprising 8 x 2MW gas reciprocating engines. The power plant will be connected to the local distribution and gas network. Vacant Land off Weighbridge Rd, Deeside, Flintshire, CH5 2LF SJ 310 705 | N/A |  |  |  | Yes | [13 empty] | Deferred
2 | FLTP01 | T-4 | Capacity Auction | 2021 | Flexitricity Limited |  | FLTP01 | Alpiq Holding AG | 01312218100 | info@flexitricity.com | Distribution | Non CMRS | Unproven DSR CMU | DSR | DSR |  | Conditionally Prequalified | Opt-In |  | 1 | Yes |  |  |  | 34220 |  | 7.927 |  | 6.844 | 6.844 |  |  |  | 6.844 |  |  | Mixture of load reduction on flexible electricity consuming processes including refrigeration air-conditioning pumping and lighting and standby generation. 0 0 | N/A |  |  |  | Yes | [13 empty] | Deferred
1 | FLTP02 | T-4 | Capacity Auction | 2021 | Flexitricity Limited |  | FLTP02 | Alpiq Holding AG | 01312218100 | info@flexitricity.com | Distribution | Non CMRS | Unproven DSR CMU | DSR | DSR |  | Conditionally Prequalified | Opt-In |  | 1 | Yes |  |  |  | 38760 |  | 8.978 |  | 7.752 | 7.752 |  |  |  | 7.752 |  |  | Mixture of load reduction on flexible electricity consuming processes including refrigeration air-conditioning pumping and lighting and standby generation. 0 0 | N/A |  |  |  | Yes | [13 empty] | Deferred
2 | FLTP03 | T-4 | Capacity Auction | 2021 | Flexitricity Limited |  | FLTP03 | Alpiq Holding AG | 01312218100 | info@flexitricity.com | Distribution | Non CMRS | Unproven DSR CMU | DSR | DSR |  | Conditionally Prequalified | Opt-In |  | 1 | Yes |  |  |  | 36000 |  | 8.339 |  | 7.2 | 7.2 |  |  |  | 7.2 |  |  | Mixture of load reduction on flexible electricity consuming processes including refrigeration air-conditioning pumping and lighting and standby generation. 0 0 | N/A |  |  |  | Yes | [13 empty] | Deferred
1 | FLTP04 | T-4 | Capacity Auction | 2021 | Flexitricity Limited |  | FLTP04 | Alpiq Holding AG | 01312218100 | info@flexitricity.com | Distribution | Non CMRS | Unproven DSR CMU | DSR | DSR |  | Conditionally Prequalified | Opt-In |  | 1 | Yes |  |  |  | 38825 |  | 8.993 |  | 7.765 | 7.765 |  |  |  | 7.765 |  |  | Mixture of load reduction on flexible electricity consuming processes including refrigeration air-conditioning pumping and lighting and standby generation. 0 0 | N/A |  |  |  | Yes | [13 empty] | Deferred
2 | FLTP05 | T-4 | Capacity Auction | 2021 | Flexitricity Limited |  | FLTP05 | Alpiq Holding AG | 01312218100 | info@flexitricity.com | Distribution | Non CMRS | Unproven DSR CMU | DSR | DSR |  | Conditionally Prequalified | Opt-In |  | 1 | Yes |  |  |  | 27155 |  | 6.29 |  | 5.431 | 5.431 |  |  |  | 5.431 |  |  | Mixture of load reduction on flexible electricity consuming processes including refrigeration air-conditioning pumping and lighting and standby generation. 0 0 | N/A |  |  |  | Yes | [13 empty] | Deferred
1 | FLTP06 | T-4 | Capacity Auction | 2021 | Flexitricity Limited |  | FLTP06 | Alpiq Holding AG | 01312218100 | info@flexitricity.com | Distribution | Non CMRS | Unproven DSR CMU | DSR | DSR |  | Conditionally Prequalified | Opt-In |  | 1 | Yes |  |  |  | 27155 |  | 6.29 |  | 5.431 | 5.431 |  |  |  | 5.431 |  |  | Mixture of load reduction on flexible electricity consuming processes including refrigeration air-conditioning pumping and lighting and standby generation. 0 0 | N/A |  |  |  | Yes | [13 empty] | Deferred
2 | FLTP07 | T-4 | Capacity Auction | 2021 | Flexitricity Limited |  | FLTP07 | Alpiq Holding AG | 01312218100 | info@flexitricity.com | Distribution | Non CMRS | Unproven DSR CMU | DSR | DSR |  | Conditionally Prequalified | Opt-In |  | 1 | Yes |  |  |  | 22815 |  | 5.285 |  | 4.563 | 4.563 |  |  |  | 4.563 |  |  | Mixture of load reduction on flexible electricity consuming processes including refrigeration air-conditioning pumping and lighting and standby generation. 0 0 | N/A |  |  |  | Yes | [13 empty] | Deferred
1 | FLTP08 | T-4 | Capacity Auction | 2021 | Flexitricity Limited |  | FLTP08 | Alpiq Holding AG | 01312218100 | info@flexitricity.com | Distribution | Non CMRS | Unproven DSR CMU | DSR | DSR |  | Conditionally Prequalified | Opt-In |  | 1 | Yes |  |  |  | 22815 |  | 5.285 |  | 4.563 | 4.563 |  |  |  | 4.563 |  |  | Mixture of load reduction on flexible electricity consuming processes including refrigeration air-conditioning pumping and lighting and standby generation. 0 0 | N/A |  |  |  | Yes | [13 empty] | Deferred
2 | FLXR01 | T-4 | Capacity Auction | 2021 | Flexitricity Limited |  | FLEX01 | Alpiq Holding AG | 01312218100 | info@flexitricity.com | Distribution | Non CMRS | Existing Generating CMU | Gas | CHP and autogeneration |  | Prequalified | Opt-In |  | 1 |  |  |  |  | 0 |  | 9.017 |  |  | 8.115 |  |  |  | 8.1 |  |  | 6 CHP engines horticultural environment with no auxiliiary load High Street, Waterham, nr Faversham, Kent ME13 9EJ TR 076 627 | 1900060548242 - Import 1900060548251 - Import 1900060582768 - Export |  |  |  | No | No | Yes | Metering Option (a) | No |  |  | No | [6 empty] | No
1 | FLXR02 | T-4 | Capacity Auction | 2021 | Flexitricity Limited |  | FLEX02 | Alpiq Holding AG | 01312218100 | info@flexitricity.com | Distribution | Non CMRS | Existing Generating CMU | Gas | CHP and autogeneration |  | Prequalified | Opt-In |  | 1 |  |  |  |  | 0 |  | 5.593 |  |  | 5.034 |  |  |  | 5.034 |  |  | Two CHP engines in horticultural environment with no auxilliary load Thanet Earth Plot 2, 2 Barrow Man Road Birchington Kent CT7 0AX TR 288 669 | 1900090417090 - Import 1900090417170 - Export |  |  |  | No | No | Yes | Metering Option (a) | No |  |  | No | [6 empty] | No
2 | FLXR03 | T-4 | Capacity Auction | 2021 | Flexitricity Limited |  | FLEX03 | Alpiq Holding AG | 01312218100 | info@flexitricity.com | Distribution | Non CMRS | Existing Generating CMU | Gas | CHP and autogeneration |  | Prequalified | Opt-In |  | 1 |  |  |  |  | 0 |  | 5.447 |  |  | 4.902 |  |  |  | 4.902 |  |  | Two CHP engines in horticultural environment with no auxilliary load Barrow Man Road Birchington Kent CT7 0AX TR 288 669 | 1900090417081 - Import 1900090417160 - Export |  |  |  | No | No | Yes | Metering Option (a) | No |  |  | No | [6 empty] | No
1 | FLXR04 | T-4 | Capacity Auction | 2021 | Flexitricity Limited |  | FLEX04 | Alpiq Holding AG | 01312218100 | info@flexitricity.com | Distribution | Non CMRS | Existing Generating CMU | Gas | CHP and autogeneration |  | Prequalified | Opt-In |  | 1 |  |  |  |  | 0 |  | 6.818 |  |  | 6.136 |  |  |  | 6.135 |  |  | Two CHP gas engines in commercial horticultural environment with no auxilliary load Plot 4 Thanet Earth, Barrow Man Road Birchington Kent CT7 0AX TR 288 669 | 1900090417115 - Import 1900090417198 - Export |  |  |  | No | No | Yes | Metering Option (a) | No |  |  | No | [6 empty] | No
2 | FLXR05 | T-4 | Capacity Auction | 2021 | Flexitricity Limited |  | FLEX05 | Alpiq Holding AG | 01312218100 | info@flexitricity.com | Distribution | Non CMRS | Existing Generating CMU | Gas | CHP and autogeneration |  | Prequalified | Opt-In |  | 1 |  |  |  |  | 0 |  | 6.017 |  |  | 5.415 |  |  |  | 5.415 |  |  | District heating implementation of two gas CHP engines with no auxilliary load 323 Avebury Boulevard, MILTON KEYNES MK9 2GA SP 849 384 | 1160001070680 - Export 1160001070671 - Import |  |  |  | No | No | Yes | Metering Option (a) | No |  |  | No | [6 empty] | No
1 | FLXR06 | T-4 | Capacity Auction | 2021 | Flexitricity Limited |  | 888806 | Alpiq Holding AG | 01312218100 | info@flexitricity.com | Distribution | Non CMRS | Existing Generating CMU | Gas | CHP and autogeneration |  | Prequalified | Opt-In |  | 1 |  |  |  |  | 0 |  | 13.661 |  |  | 12.295 |  |  |  | 12.294 |  |  | Eight gas CHP engines for commercial horticultural use with no auxilliary load Ottringham Road Keyingham Hull North Humberside HU12 9RX TA 253 253 | 2366560312013 - Import 2300000542785 - Export |  |  |  | No | No | Yes | Metering Option (a) | No |  |  | No | [6 empty] | No
2 | FLXR07 | T-4 | Capacity Auction | 2021 | Flexitricity Limited |  | FLEX07 | Alpiq Holding AG | 01312218100 | info@flexitricity.com | Distribution | Non CMRS | Existing Generating CMU | Gas | CHP and autogeneration |  | Prequalified | Opt-In |  | 1 |  |  |  |  | 0 |  | 3.609 |  |  | 3.248 |  |  |  | 3.6 |  |  | Two gas CHP in a horticultural environment with no aux load Runcton Nursery, Lagness Road, Chichester PO20 1LJ SU 889 021 | 2000050522480 - Export 2000050339106 - Import |  |  |  | No | No | Yes | Metering Option (a) | No |  |  | No | [6 empty] | No
1 | FLXR08 | T-4 | Capacity Auction | 2021 | Flexitricity Limited |  | FLEX08 | Alpiq Holding AG | 01312218100 | info@flexitricity.com | Distribution | Non CMRS | Existing Generating CMU | Gas | CHP and autogeneration |  | Prequalified | Opt-In |  | 1 |  |  |  |  | 0 |  | 5.051 |  |  | 4.546 |  |  |  | 4.545 |  |  | Gas CHP engines in commercial horticultural environment with no auxilliary load Nr 125 Park Lane Cottingham East Yorkshire HU16 5RX TA 040 338 | 2300000434732 - Export 2366541705018 - Import |  |  |  | No | No | Yes | Metering Option (a) | No |  |  | No | [6 empty] | No
2 | FLXR09 | T-4 | Capacity Auction | 2021 | Flexitricity Limited |  | FLEX09 | Alpiq Holding AG | 01312218100 | info@flexitricity.com | Distribution | Non CMRS | Existing Generating CMU | Gas | CHP and autogeneration |  | Prequalified | Opt-In |  | 1 |  |  |  |  | 0 |  | 4.525 |  |  | 4.073 |  |  |  | 4.073 |  |  | Gas CHP engines in commercial horticultural usage with no auxilliary load 46 Station Road Stokesley Middlesbrough TS9 7AA NZ 531 080 | 1507432349996 - Export 1570000106212 - Import |  |  |  | No | No | Yes | Metering Option (a) | No |  |  | No | [6 empty] | No
1 | FLXR10 | T-4 | Capacity Auction | 2021 | Flexitricity Limited |  | FLEX10 | Alpiq Holding AG | 01312218100 | info@flexitricity.com | Distribution | Non CMRS | Existing Generating CMU | Gas | CHP and autogeneration |  | Prequalified | Opt-In |  | 1 |  |  |  |  | 0 |  | 3.039 |  |  | 2.735 |  |  |  | 2.735 |  |  | Gas engines in commercial horticultural environment with no auxilliary load. All generation unit capacities are nominal and allow for site-specific variations Galley Hill Road Waltham Abbey Essex EN9 2AG TL 393 014 | 1023485611887 - Export 1023485611655 - Import |  |  |  | No | No | Yes | Metering Option (a) | No |  |  | No | [6 empty] | No
2 | FLXR11 | T-4 | Capacity Auction | 2021 | Flexitricity Limited |  | FLEX11 | Alpiq Holding AG | 01312218100 | info@flexitricity.com | Distribution | Non CMRS | Existing Generating CMU | Gas | CHP and autogeneration |  | Prequalified | Opt-In |  | 1 |  |  |  |  | 0 |  | 3.061 |  |  | 2.755 |  |  |  | 2.755 |  |  | Gas engines in commercial horticultural environment with no auxilliary load. All generation unit capacities are nominal and allow for site-specific variations Tower Nurseries Netherhall Road Roydon Essex CM19 5JP TL 398 081 | 1023485610730 - Export 1023485610509 - Import |  |  |  | No | No | Yes | Metering Option (a) | No |  |  | No | [6 empty] | No
1 | FLXR14 | T-4 | Capacity Auction | 2021 | Flexitricity Limited |  | FLEX14 | Alpiq Holding AG | 01312218100 | info@flexitricity.com | Distribution | Non CMRS | Existing Generating CMU | Gas | CHP and autogeneration |  | Prequalified | Opt-In |  | 1 |  |  |  |  | 0 |  | 2.617 |  |  | 2.355 |  |  |  | 2.355 |  |  | Two gas CHP engines in commercial horticultural environment with no auxilliary load Thearne Lane Woodmansey Beverley HU17 0SA TA 069 363 | 2300000434723 - Export 2366550005010 - Import |  |  |  | No | No | Yes | Metering Option (a) | No |  |  | No | [6 empty] | No
2 | FLXR19 | T-4 | Capacity Auction | 2021 | Flexitricity Limited |  | FLEX19 | Alpiq Holding AG | 01312218100 | info@flexitricity.com | Distribution | Non CMRS | Existing Generating CMU | Gas | CHP and autogeneration |  | Prequalified | Opt-In |  | 1 |  |  |  |  | 0 |  | 3.437 |  |  | 3.093 |  |  |  | 3.093 |  |  | One CHP engine in a horticultural environment with no auxilliary load. Plot 5, Barrow Man Road, Birchington Kent CT7 0AX TR 288 669 | Export - 1900090417203 Import - 1900090417124 |  |  |  | No | No | Yes | Metering Option (a) | No |  |  | No | [6 empty] | No
1 | FLXR22 | T-4 | Capacity Auction | 2021 | Flexitricity Limited |  | FLEX22 | Alpiq Holding AG | 01312218100 | info@flexitricity.com | Distribution | Non CMRS | Existing Generating CMU | Gas | CHP and autogeneration |  | Prequalified | Opt-In |  | 1 |  |  |  |  | 0 |  | 3.804 |  |  | 3.424 |  |  |  | 3.424 |  |  | Gas CHP in horticultural environment providing heat & electricity for crop growth Sandylands Nurseries, The Cross, Offenham, Evesham Worcestershire WR11 8RB SP 060 455 | 1470000273451 |  |  |  | No | No | Yes | Metering Option (a) | No |  |  | No | [6 empty] | No
X | FLXR22-Component |  |  |  | Flexitricity Limited | [9 empty] | CHP and autogeneration | [21 empty] | Gas CHP in a horticultiral environment providing heat for crop growth Westland Nurseries (Offenham) Ltd., Station Road, Offenham, Evesham, Worcestershire, WR11 8LW SP 063 452
X | FLXR22-Component |  |  |  | Flexitricity Limited | [9 empty] | CHP and autogeneration | [21 empty] | One 2MW gas CHP in a horticultural environment exporting excess load. Applying under Rule 3.6.1(a)(ii)(bb) - operational since June 2017 Wood End, Stocks Lane, Over Peover, Knutsford WA16 9EZ SJ 771 745
2 | FLXR23 | T-4 | Capacity Auction | 2021 | Flexitricity Limited |  | FLEX23 | Alpiq Holding AG | 01312218100 | info@flexitricity.com | Distribution | Non CMRS | Existing Generating CMU | Gas | CHP and autogeneration |  | Prequalified | Opt-In |  | 1 |  |  |  |  | 0 |  | 3.792 |  |  | 3.413 |  |  |  | 3.413 |  |  | Gas CHP engine in a horticultural environment with no auxilliary load. All generation unit capacities are nominal and allow for site-specific variations. Buckland Gardens, Broadway, Worcestershire WR12 7LY SP 078 363 | 1412198013009 |  |  |  | No | No | Yes | Metering Option (a) | No |  |  | No | [6 empty] | No
X | FLXR23-Component |  |  |  | Flexitricity Limited | [9 empty] | CHP and autogeneration | [21 empty] | Gas CHP engine in a horticultural environment with no auxilliary load. All generation unit capacities are nominal and allow for site-specific variations. Lansdale Nursery, Jacksmere Lane, Scarisbrick, Ormskirk, Lancs L40 9RT SD 373 134
1 | FLXR24 | T-4 | Capacity Auction | 2021 | Flexitricity Limited |  | FLEX24 | Alpiq Holding AG | 01312218100 | info@flexitricity.com | Distribution | Non CMRS | Existing Generating CMU | Gas | CHP and autogeneration |  | Prequalified | Opt-In |  | 1 |  |  |  |  | 0 |  | 3.788 |  |  | 3.41 |  |  |  | 3.413 |  |  | District heating implementation with one asset 1.013MW exporting excess capacity to distribution network. Primary fuel type = Natural Gas. All generation unit capacities are nominal and allow for site-specific variations. Ashgrove Road West, Aberdeen AB16 5UL NJ 910 071 | 1700052862214 – Import, 1700052862223 - Export |  |  |  | No | No | Yes | Metering Option (a) | No |  |  | No | [6 empty] | No
X | FLXR24-Component |  |  |  | Flexitricity Limited | [9 empty] | CHP and autogeneration | [21 empty] | District heating implementation with one asset 1.943MW exporting excess to distribution network. Primary fuel type = Natural Gas. All generation unit capacities are nominal and allow for site-specific variations. School Road, Aberdeen AB24 1TU NJ 945 083
X | FLXR24-Component |  |  |  | Flexitricity Limited | [9 empty] | CHP and autogeneration | [21 empty] | District heating implementation with one asset 0.996MW exporting excess to distribution network, Primary fuel type = Natural Gas. All generation unit capacities are nominal and allow for site-specific variations. Montgomery Road, Aberdeen AB24 2YA NJ 929 092
2 | FLXR25 | T-4 | Capacity Auction | 2021 | Flexitricity Limited |  | FLEX25 | Alpiq Holding AG | 01312218100 | info@flexitricity.com | Distribution | Non CMRS | Existing Generating CMU | Gas | CHP and autogeneration |  | Rejected | Opt-In |  | 1 |  |  |  |  | 0 |  | 17.067 |  |  | 15.359 |  |  |  | 15.36 |  |  | Gas turbine in an industrial station environment, exporting excess energy to distribution network. Primary fuel type = Natural Gas Drakemyre, Dalry KA24 5JJ NS 295 503 | 1800053648240 |  |  |  | No | No | Yes | Metering Option (a) | Yes |  |  | No | [6 empty] | Yes
1 | FLXR27 | T-4 | Capacity Auction | 2021 | Flexitricity Limited |  | FLEX27 | Alpiq Holding AG | 01312218100 | info@flexitricity.com | Distribution | Non CMRS | Existing Generating CMU | Gas | CHP and autogeneration |  | Prequalified | Opt-In |  | 1 |  |  |  |  | 0 |  | 7.983 |  |  | 7.185 |  |  |  | 7.185 |  |  | Three CHP engines in a horticultural environment with no auxilliary load. All generation unit capacities are nominal and allow for site-specific variations. The Old Airfield, City Fields Way, Tangmere, Chichester West Sussex PO20 2FT SU 915 062 | 2000051970017 |  |  |  | No | No | Yes | Metering Option (a) | No |  |  | No | [6 empty] | No
2 | FLXR29 | T-4 | Capacity Auction | 2021 | Flexitricity Limited |  | FLEX29 | Alpiq Holding AG | 01312218100 | info@flexitricity.com | Distribution | Non CMRS | Existing Generating CMU | Gas | CHP and autogeneration |  | Prequalified | Opt-In |  | 1 |  |  |  |  | 0 |  | 3.419 |  |  | 3.076 |  |  |  | 3.077 |  |  | CHP engine in a horticultural environment, natural gas, no aux load Plot 6 Barrow Man Road, Birchington CT7 0AX TR 288 669 | Export: 1900090417212 Import: 1900090417133 |  |  |  | No | No | Yes | Metering Option (a) | No |  |  | No | [6 empty] | No
1 | FLXR30 | T-4 | Capacity Auction | 2021 | Flexitricity Limited |  | FLEX30 | Alpiq Holding AG | 01312218100 | info@flexitricity.com | Distribution | Non CMRS | New Build Generating CMU | Gas | CHP and autogeneration |  | Conditionally Prequalified | Opt-In |  | 15 |  | Yes |  |  | 22500 |  | 2.5 |  |  | 2.25 |  |  |  | 2.25 |  |  | New CHP installation in the Energy Centre of an NHS Hospital. The CHP will be sub metered. Great Western Rd, Gloucestershire, Gloucester GL1 3NN SO 839 187 | N/A |  |  |  | Yes | [13 empty] | Deferred
2 | FLXR31 | T-4 | Capacity Auction | 2021 | Flexitricity Limited |  | FLEX31 | Alpiq Holding AG | 01312218100 | info@flexitricity.com | Distribution | Non CMRS | Existing Generating CMU | Gas | OCGT and Reciprocating Engines |  | Rejected | Opt-In |  | 1 |  |  |  |  | 0 |  | 11.459 |  |  | 10.864 |  |  |  | 9.007 |  |  | Two gas turbines (CX501-KB7) rated at 5.3MW each. Wytch Farm, Wareham BH20 5JR SY 975 851 | Import 2000050277160, sub-metering being installed |  |  |  | Yes | [13 empty] | Deferred
1 | FLXR32 | T-4 | Capacity Auction | 2021 | Flexitricity Limited |  | FLEX32 | Alpiq Holding AG | 01312218100 | info@flexitricity.com | Distribution | Non CMRS | Existing Generating CMU | Gas | CHP and autogeneration |  | Prequalified | Opt-In |  | 1 |  |  |  |  | 0 |  | 2.723 |  |  | 2.451 |  |  |  | 2.385 |  |  | One CHP, generating for site load which exceeds generating capacity. No aux load. King's Buildings, West Mains Road, Edinburgh, EH9 3JG NT 265 704 | 1800035330783 - Import |  |  |  | Yes | [13 empty] | Deferred
2 | FLXR33 | T-4 | Capacity Auction | 2021 | Flexitricity Limited |  | FLEX33 | Alpiq Holding AG | 01312218100 | info@flexitricity.com | Distribution | Non CMRS | New Build Generating CMU | Gas | CHP and autogeneration |  | Rejected | Opt-In |  | 15 |  |  |  |  | 0 |  | 4.683 |  |  | 4.215 |  |  |  | 4.215 |  |  | The component consists of gas CHP (2679kW and 2004kW) servicing the electricity and heat requirements for Aldergrove Nursery, one of the horticultural sites which trades at Flavourfresh Salads. All generation unit capacities are nominal and allow for site-specific variations. Marsh Road, Banks, Southport PR9 8DX SD 402 219 | N/A |  |  |  | Yes | [13 empty] | Deferred
1 | FLXR34 | T-4 | Capacity Auction | 2021 | Flexitricity Limited |  | FLEX34 | Alpiq Holding AG | 01312218100 | info@flexitricity.com | Distribution | Non CMRS | New Build Generating CMU | Gas | CHP and autogeneration |  | Rejected | Opt-In |  | 15 |  |  |  |  | 0 |  | 3.355 |  |  | 3.02 |  |  |  | 3.02 |  |  | The component consists of gas CHP 3355kW servicing the electricity and heat requirements for Melrow Nursery, one of the horticultural sites which trades at Flavourfresh Salads. The generation unit capacity is nominal and allows for site-specific variations. Melrow Nursery, Rydings Lane, Southport PR9 8EB SD 406 217 | N/A |  |  |  | Yes | [13 empty] | Deferred
2 | FLXR35 | T-4 | Capacity Auction | 2021 | Flexitricity Limited |  | FLEX35 | Alpiq Holding AG | 01312218100 | info@flexitricity.com | Distribution | Non CMRS | New Build Generating CMU | Gas | CHP and autogeneration |  | Rejected | Opt-In |  | 15 |  |  |  |  | 0 |  | 2 |  |  | 1.8 |  |  |  | 1.8 |  |  | Gas CHP in a leisure & business environment providing heat and electricity to function suite and stadium and exporting excess Deepdale Stadium, Sir Tom Finney Way, Preston PR1 6RU SD 546 308 | N/A |  |  |  | Yes | [13 empty] | Deferred
1 | FLXR36 | T-4 | Capacity Auction | 2021 | Flexitricity Limited |  | FLEX36 | Alpiq Holding AG | 01312218100 | info@flexitricity.com | Distribution | Non CMRS | Existing Generating CMU | Gas | CHP and autogeneration |  | Prequalified | Opt-In |  | 1 |  |  |  |  | 0 |  | 4.083 |  |  | 3.675 |  |  |  | 3.6 |  |  | Energy Centre with gas CHP engines providing district heating and power to local community. All generation unit capacities are nominal and allow for site-specific variations. 9 Handyside St, Kings Cross, London N1C 4BH TQ 301 837 | 2400000817203 |  |  |  | No | No | Yes | Metering Option (a) | No |  |  | No | [6 empty] | No
2 | FLXR39 | T-4 | Capacity Auction | 2021 | Flexitricity Limited |  | FLEX39 | Alpiq Holding AG | 01312218100 | info@flexitricity.com | Distribution | Non CMRS | New Build Generating CMU | Gas | CHP and autogeneration |  | Rejected | Opt-In |  | 15 |  |  |  |  | 0 |  | 3.4 |  |  | 3.06 |  |  |  | 3.06 |  |  | Gas CHP in a horticultural environment providing heat & electricity to site and exporting excess. Plot 3, Barrow Man Road, Birchington CT7 0AX TR 288 669 | Import 1900090417106 Export 1900090417189 |  |  |  | Yes | [13 empty] | Deferred
1 | FLXR40 | T-4 | Capacity Auction | 2021 | Flexitricity Limited |  | FLEX40 | Alpiq Holding AG | 01312218100 | info@flexitricity.com | Distribution | Non CMRS | Proven DSR CMU | DSR | DSR |  | Prequalified | Opt-In |  | 1 |  |  |  |  | 0 |  | 4 | 4 | 3.454 | 3.454 |  |  |  | 3.454 |  |  | Multiple POSGUs (standby diesel generators). Harbour House, Marine Parade Dover Kent CT17 9BU TR 319 409 | 1900060413270 - Import, 1900060436835 - Export |  |  |  | No | No | Yes | Metering Option (a) | No |  |  | No | [6 empty] | No
2 | FLXR41 | T-4 | Capacity Auction | 2021 | Flexitricity Limited |  | FLEX41 | Alpiq Holding AG | 01312218100 | info@flexitricity.com | Distribution | Non CMRS | Proven DSR CMU | DSR | DSR |  | Prequalified | Opt-In |  | 1 |  |  |  |  | 0 |  | 5.17 | 5.17 | 4.464 | 4.464 |  |  |  | 4.464 |  |  | Four POSGUs (standby diesel generators) each having 1.4MW capacity. Gogar Station Road, Gogarburn Edinburgh EH12 9SB NT 166 721 | 1800052915702 - Import, 1800060650448 - Export |  |  |  | No | No | Yes | Metering Option (a) | No |  |  | No | [6 empty] | No
1 | FLXR42 | T-4 | Capacity Auction | 2021 | Flexitricity Limited |  | FLEX66 | Alpiq Holding AG | 01312218100 | info@flexitricity.com | Distribution | Non CMRS | Proven DSR CMU | DSR | DSR |  | Prequalified | Opt-In |  | 1 |  |  |  |  | 0 |  | 13.82 | 13.82 | 11.932 | 11.932 |  |  |  | 11.932 |  |  | load curtailment at site Manchester Rd, Carrington, Manchester M31 4TG SJ 730 928 | 1600000132045 |  |  |  | No | No | Yes | Metering Option (a) | No |  |  | No | [6 empty] | No
2 | FLXR43 | T-4 | Capacity Auction | 2021 | Flexitricity Limited |  | FLEX67 | Alpiq Holding AG | 01312218100 | info@flexitricity.com | Distribution | Non CMRS | Proven DSR CMU | DSR | DSR |  | Prequalified | Opt-In |  | 1 |  |  |  |  | 0 |  | 13.858 | 13.858 | 11.965 | 11.965 |  |  |  | 11.965 |  |  | load curtailment at site Harrier Park, Hawksworth, Didcot, Oxfordshire, OX11 7PL SU 517 914 | 2000027366498 |  |  |  | No | No | Yes | Metering Option (a) | No |  |  | No | [6 empty] | No
1 | FLXR50 | T-4 | Capacity Auction | 2021 | Flexitricity Limited |  | FLEX50 | Alpiq Holding AG | 01312218100 | info@flexitricity.com | Distribution | Non CMRS | Existing Generating CMU | Gas | CHP and autogeneration |  | Prequalified | Opt-In |  | 1 |  |  |  |  | 0 |  | 2.209 |  |  | 1.988 |  |  |  | 1.989 |  |  | 3 x 1.2MW gas CHP with 2.2MW excess (only two run at any time) 1345 Govan Rd, Glasgow Metropolitan Area G51 4TF NS 535 656 | 1800060397697 - Import |  |  |  | Yes | [13 empty] | Deferred
2 | FLXR51 | T-4 | Capacity Auction | 2021 | Flexitricity Limited |  | FLEX51 | Alpiq Holding AG | 01312218100 | info@flexitricity.com | Distribution | Non CMRS | New Build Generating CMU | Gas | OCGT and Reciprocating Engines |  | Conditionally Prequalified | Opt-In |  | 15 |  | Yes |  |  | 165920 | Yes | 17.5 |  |  | 16.592 |  |  |  | 16.592 |  |  | Gas generation peaking plant comprising of 9 x 2MW engines A19 Business Park (Riccall Business Park), Riccall, North Yorkshire YO19 6QR SE 638 370 | N/A |  |  |  | Yes | [13 empty] | Deferred
1 | FLXR52 | T-4 | Capacity Auction | 2021 | Flexitricity Limited |  | FLEX52 | Alpiq Holding AG | 01312218100 | info@flexitricity.com | Distribution | Non CMRS | New Build Generating CMU | Gas | OCGT and Reciprocating Engines |  | Conditionally Prequalified | Opt-In |  | 15 |  | Yes |  |  | 469310 | Yes | 49.5 |  |  | 46.931 |  |  |  | 46.931 |  |  | Gas engines in a peaking plant environment West Road North, Cross Green, Leeds, West Yorkshire, LS10 1RR SE 336 313 | N/A |  |  |  | Yes | [13 empty] | Deferred
2 | FLXR53 | T-4 | Capacity Auction | 2021 | Flexitricity Limited |  | FLEX53 | Alpiq Holding AG | 01312218100 | info@flexitricity.com | Distribution | Non CMRS | New Build Generating CMU | Gas | OCGT and Reciprocating Engines |  | Rejected | Opt-In |  | 15 |  |  |  |  | 0 |  | 49 |  |  | 46.457 |  |  |  | 46.931 |  |  | The construction of an peaking plant energy centre, which will house 15 gas engines and may be enhanced in future by battery storage. Saddlebow Road, Saddlebow, King's Lynn, Norfolk, PE34 3AG TF 617 175 | N/A |  |  |  | Yes | [13 empty] | Deferred
1 | FLXR54 | T-4 | Capacity Auction | 2021 | Flexitricity Limited |  | FLEX54 | Alpiq Holding AG | 01312218100 | info@flexitricity.com | Distribution | Non CMRS | New Build Generating CMU | Gas | OCGT and Reciprocating Engines |  | Rejected | Opt-In |  | 15 |  |  |  |  | 0 |  | 30 |  |  | 28.443 |  |  |  | 28.443 |  |  | 9 x 4.767MVA (3.81MW) gas engines in a peaking plant environment Crimplesham Main Road, Crimplesham, King's Lynn, Norfolk, PE33 9EA TF 664 039 | N/A |  |  |  | Yes | [13 empty] | Deferred
2 | FLXR55 | T-4 | Capacity Auction | 2021 | Flexitricity Limited |  | FLEX55 | Alpiq Holding AG | 01312218100 | info@flexitricity.com | Distribution | Non CMRS | New Build Generating CMU | Gas | CHP and autogeneration |  | Rejected | Opt-In |  | 15 |  |  |  |  | 0 |  | 0 |  |  | 0 |  |  |  | 18 |  |  | 10 gas engines in an energy centre environment, exporting electricity Carr Lane, Leyland , Lancashire, PR25 3UD SD 542 232 | N/A |  |  |  | Yes | [13 empty] | Deferred
1 | FLXR56 | T-4 | Capacity Auction | 2021 | Flexitricity Limited |  | FLEX56 | Alpiq Holding AG | 01312218100 | info@flexitricity.com | Distribution | Non CMRS | New Build Generating CMU | Gas | CHP and autogeneration |  | Rejected | Opt-In |  | 15 |  |  |  |  | 0 |  | 6 |  |  | 5.4 |  |  |  | 5.4 |  |  | 3 gas engines in an energy centre environment, exporting electricity Carr Lane, Leyland , Lancashire, PR25 3UD SD 542 232 | N/A |  |  |  | Yes | [13 empty] | Deferred
2 | FLXR61 | T-4 | Capacity Auction | 2021 | Flexitricity Limited |  | FLEX61 | Alpiq Holding AG | 01312218100 | info@flexitricity.com | Distribution | Non CMRS | Proven DSR CMU | DSR | DSR |  | Prequalified | Opt-In |  | 1 |  |  |  |  | 0 |  | 2.97 | 2.97 | 2.564 | 2.564 |  |  |  | 2.564 |  |  | 2 x POSGU , each 0.8MW London Road, Redhill, Surrey RH1 1LJ TQ 280 512 | 19 0006 0110 698 and 19 0009 0724 005 |  |  |  | No | No | Yes | Metering Option (a) | No |  |  | No | [6 empty] | No
X | FLXR61-Component |  |  |  | Flexitricity Limited | [9 empty] | DSR | [21 empty] | 2 x POSGU (each 1MW) Musgrove Park Hospital, Parkfield Drive, Taunton TA1 5DA ST 215 242
1 | FLXR62 | T-4 | Capacity Auction | 2021 | Flexitricity Limited |  | FLEX62 | Alpiq Holding AG | 01312218100 | info@flexitricity.com | Distribution | Non CMRS | Proven DSR CMU | DSR | DSR |  | Prequalified | Opt-In |  | 1 |  |  |  |  | 0 |  | 3.825 | 3.825 | 3.302 | 3.302 |  |  |  | 3.303 |  |  | 2 x 0.8MW POSGU (standby generation). Bletcham Way, Fennylock, Milton Keynes, Bucks MK1 1QA SP875343 | 11 0003 9673 500 / 11 6000 1263 231 / 11 6000 1263 240 / 11 0003 9673 495 |  |  |  | No | No | Yes | Metering Option (a) | No |  |  | No | [6 empty] | No
X | FLXR62-Component |  |  |  | Flexitricity Limited | [9 empty] | DSR | [21 empty] | 3 x 1.6MW POSGU (standby generation) Winkhurst Green, Ide Hill, Sevenoaks, TN14 6LD TQ495494
2 | FLXR63 | T-4 | Capacity Auction | 2021 | Flexitricity Limited |  | FLEX63 | Alpiq Holding AG | 01312218100 | info@flexitricity.com | Distribution | Non CMRS | Proven DSR CMU | DSR | DSR |  | Prequalified | Opt-In |  | 1 |  |  |  |  | 0 |  | 3.881 | 3.881 | 3.351 | 3.351 |  |  |  | 3.351 |  |  | Standby generation, submetered, taking site load Seafield Road, Edinburgh EH6 7LQ NT 286 757 | Submeter FLEX63888861NET000, MPAN 1800051085473, MPAN 1800060357170 |  |  |  | No | No | No | Metering Option (b) | Yes | No |  |  |  | Yes |  | Class 0.5 | Yes |  | Yes
1 | FLXR64 | T-4 | Capacity Auction | 2021 | Flexitricity Limited |  | FLEX64 | Alpiq Holding AG | 01312218100 | info@flexitricity.com | Distribution | Non CMRS | Proven DSR CMU | DSR | DSR |  | Prequalified | Opt-In |  | 1 |  |  |  |  | 0 |  | 3.197 | 3.197 | 2.761 | 2.761 |  |  |  | 2.76 |  |  | 2 POSGU (1.0MW and 0.6MW) Southmead Industrial Park, Collett Road, Didcot, Oxon OX11 7PN SU519916 | MPAN 20 0005 5063 318 MPAN 20 0002 7496 071 |  |  |  | No | No | Yes | Metering Option (a) | No |  |  | No | [6 empty] | No
X | FLXR64-Component |  |  |  | Flexitricity Limited | [9 empty] | DSR | [21 empty] | Three POSGU (1.26MW, 1.0MW, 1.454MW) providing balancing services Carr Industrial Estate, Doncaster, South Yorkshire, DN4 5JJ SE 580 019
2 | FLXR70 | T-4 | Capacity Auction | 2021 | Flexitricity Limited |  | FLEX70 | Alpiq Holding AG | 01312218100 | info@flexitricity.com | Distribution | Non CMRS | Unproven DSR CMU | DSR | DSR |  | Conditionally Prequalified | Opt-In |  | 1 | Yes |  |  |  | 0 |  | 40 |  | 34.536 | 34.536 |  |  |  | 34.536 |  |  | Mixture of load reduction on flexible electricity consuming processes including refrigeration air-conditioning pumping and lighting and standby generation. 0 0 | N/A |  |  |  | Yes | [13 empty] | Deferred
1 | FLXR71 | T-4 | Capacity Auction | 2021 | Flexitricity Limited |  | FLEX71 | Alpiq Holding AG | 01312218100 | info@flexitricity.com | Distribution | Non CMRS | Proven DSR CMU | DSR | DSR |  | Rejected | Opt-In |  | 1 |  |  |  |  | 0 |  | 18.692 | 18.692 | 16.138 | 16.138 |  |  |  | 16.374 |  |  | Load reduction Benfield Way Lakes Road Braintree CM7 3YS TL 767 229 | 1014570415595 (import1) and 1014569178658 (import2) |  |  |  | No | No | Yes | Metering Option (a) | No |  |  | No | [6 empty] | No
X | FLXR71-Component |  |  |  | Flexitricity Limited | [9 empty] | DSR | [21 empty] | Load reduction Pedmore Road Brierley Hill West Midlands DY5 1LJ SO 924 879
X | FLXR71-Component |  |  |  | Flexitricity Limited | [9 empty] | DSR | [21 empty] | Load reduction Wrexham Industrial Estate Wrexham LL13 9UG SJ 377 501
X | FLXR71-Component |  |  |  | Flexitricity Limited | [9 empty] | DSR | [21 empty] | Load reduction Bailey Drive Gillingham Business Park Gillingham ME8 0WG TQ 791 663
X | FLXR71-Component |  |  |  | Flexitricity Limited | [9 empty] | DSR | [21 empty] | Load reduction Hubble Road, Cheltenham, GL51 0EX SO 918 222
X | FLXR71-Component |  |  |  | Flexitricity Limited | [9 empty] | DSR | [21 empty] | Combination of load curtailment and standby generation Bowland View Preston PR2 5QT SD 571 331
X | FLXR71-Component |  |  |  | Flexitricity Limited | [9 empty] | DSR | [21 empty] | Combination of load curtailment and standby generation Elmer Water Treatment Works, Hawks Hill, Fetcham, Leatherhead, Surrey KT22 9DA TQ 160 557
X | FLXR71-Component |  |  |  | Flexitricity Limited | [9 empty] | DSR | [21 empty] | Mix of load reduction and standby generation Kenley Water Treatment Works, Godstone Road, Kenley, Surrey, CR8 5AE TQ 327 599
X | FLXR71-Component |  |  |  | Flexitricity Limited | [9 empty] | DSR | [21 empty] | Load reduction and generation via standby assets Riverside House, Main Street, Rotherham S60 1AE SK 425 926
2 | FLXR72 | T-4 | Capacity Auction | 2021 | Flexitricity Limited |  | FLEX72 | Alpiq Holding AG | 01312218100 | info@flexitricity.com | Distribution | Non CMRS | Unproven DSR CMU | DSR | DSR |  | Conditionally Prequalified | Opt-In |  | 1 | Yes |  |  |  | 0 |  | 3 |  | 2.59 | 2.59 |  |  |  | 2.59 |  |  | Mixture of load reduction on flexible electricity consuming processes including refrigeration air-conditioning pumping and lighting and standby generation. 0 0 | N/A |  |  |  | Yes | [13 empty] | Deferred
1 | FLXR73 | T-4 | Capacity Auction | 2021 | Flexitricity Limited |  | FLEX73 | Alpiq Holding AG | 01312218100 | info@flexitricity.com | Distribution | Non CMRS | Unproven DSR CMU | DSR | DSR |  | Conditionally Prequalified | Opt-In |  | 1 | Yes |  |  |  | 0 |  | 10 |  | 8.634 | 8.634 |  |  |  | 8.634 |  |  | Mixture of load reduction on flexible electricity consuming processes including refrigeration air-conditioning pumping and lighting and standby generation. 0 0 | N/A |  |  |  | Yes | [13 empty] | Deferred
2 | FLXR74 | T-4 | Capacity Auction | 2021 | Flexitricity Limited |  | FLEX74 | Alpiq Holding AG | 01312218100 | info@flexitricity.com | Distribution | Non CMRS | Proven DSR CMU | DSR | DSR |  | Prequalified | Opt-In |  | 1 |  |  |  |  | 0 |  | 5.61 | 5.61 | 4.845 | 4.845 |  |  |  | 4.844 |  |  | Mixture of load reduction and standby generation. Iceland Foods Penzance Drive Swindon Wiltshire SN5 7JF SU 133 842 | MPAN 2000027387805 (import) MPAN 2000051019398 (export) |  |  |  | No | No | Yes | Metering Option (a) | No |  |  | No | [6 empty] | No
X | FLXR74-Component |  |  |  | Flexitricity Limited | [9 empty] | DSR | [21 empty] | Mix of load reduction and standby generation Iceland Foods Second Avenue Deeside Industrial Park Deeside Flintside CH5 2NW SJ 326 712
X | FLXR74-Component |  |  |  | Flexitricity Limited | [9 empty] | DSR | [21 empty] | Mix of load reduction and standby generation Iceland Foods 5 Solar Way Innova Park Brimsdown Enfield EN3 7XY TQ 368 994
1 | FLXR75 | T-4 | Capacity Auction | 2021 | Flexitricity Limited |  | FLEX75 | Alpiq Holding AG | 01312218100 | info@flexitricity.com | Distribution | Non CMRS | Proven DSR CMU | DSR | DSR |  | Rejected | Opt-In |  | 1 |  |  |  |  | 0 |  | 19.563 | 19.563 | 16.89 | 16.89 |  |  |  | 16.891 |  |  | Load curtailment on site via standby generation Lyndon, West Bromwich, West Midlands B71 4HJ SP 009 921 | 1800035336057 |  |  |  | No | No | Yes | Metering Option (a) | No |  |  | No | [6 empty] | No
X | FLXR75-Component |  |  |  | Flexitricity Limited | [9 empty] | DSR | [21 empty] | Standby generation sub-metered taking site load Portsmouth Rd, Frimley, Surrey GU16 7UJ SU 877 585
X | FLXR75-Component |  |  |  | Flexitricity Limited | [9 empty] | DSR | [21 empty] | Load curtailment via standby generation exporting excess 125 Fullarton Drive, Glasgow East Investment Park GLASGOW G32 8FG NS 646 621
X | FLXR75-Component |  |  |  | Flexitricity Limited | [9 empty] | DSR | [21 empty] | Load curtailment Broom Road, Stone ST15 0TE SJ 909 320
X | FLXR75-Component |  |  |  | Flexitricity Limited | [9 empty] | DSR | [21 empty] | Load curtailment at site with standby generation exporting Hempstead Lane, Hempstead, Gloucester GL2 5LF SO 811 157
X | FLXR75-Component |  |  |  | Flexitricity Limited | [9 empty] | DSR | [21 empty] | Load reduction on site supported by non-exporting standby generation. Bush Estate, Penicuik EH26 0QA. NT 249 631
X | FLXR75-Component |  |  |  | Flexitricity Limited | [9 empty] | DSR | [21 empty] | Load reduction via on-site standby generation taking site load Pipers Way, Swindon, Wiltshire, SN38 1SN SU 155 824
X | FLXR75-Component |  |  |  | Flexitricity Limited | [9 empty] | DSR | [21 empty] | Load reduction on site via standby generation Kings Park Road, Moulton Park, Northampton, NN3 6NW SP 768 645
X | FLXR75-Component |  |  |  | Flexitricity Limited | [9 empty] | DSR | [21 empty] | Load reduction via standby generation taking onsite load Windmill Hill Business Park, Swindon, SN5 6QR SU 105 834
X | FLXR75-Component |  |  |  | Flexitricity Limited | [9 empty] | DSR | [21 empty] | Mix of load curtailment and standby generation Portman House, Richmond Hill, Bournemouth, Dorset BH2 6EP SZ 086 914
X | FLXR75-Component |  |  |  | Flexitricity Limited | [9 empty] | DSR | [21 empty] | Mix of load curtailment and standby generation Centre Bailey Road,Central Park, Rugby CV23 0PD SP 521 783
X | FLXR75-Component |  |  |  | Flexitricity Limited | [9 empty] | DSR | [21 empty] | Standby generation taking site load Combe Park, Bath, BA1 3NG ST 728 659
X | FLXR75-Component |  |  |  | Flexitricity Limited | [9 empty] | DSR | [21 empty] | Load curtailment via standby generation Pudding Lane Spalding, Lincs, PE11 3TJ TF 250 247
X | FLXR75-Component |  |  |  | Flexitricity Limited | [9 empty] | DSR | [21 empty] | Load curtailment at site via standby generation Monument Road, Bicker, Lincolnshire PE20 3DJ TF 227 376
2 | FLXR76 | T-4 | Capacity Auction | 2021 | Flexitricity Limited |  | FLEX76 | Alpiq Holding AG | 01312218100 | info@flexitricity.com | Distribution | Non CMRS | Unproven DSR CMU | DSR | DSR |  | Conditionally Prequalified | Opt-In |  | 1 | Yes |  |  |  | 0 |  | 25 |  | 21.585 | 21.585 |  |  |  | 21.585 |  |  | Mixture of load reduction on flexible electricity consuming processes including refrigeration air-conditioning pumping and lighting and standby generation. 0 0 | N/A |  |  |  | Yes | [13 empty] | Deferred
1 | FLXR77 | T-4 | Capacity Auction | 2021 | Flexitricity Limited |  | FLEX77 | Alpiq Holding AG | 01312218100 | info@flexitricity.com | Distribution | Non CMRS | Proven DSR CMU | DSR | DSR |  | Prequalified | Opt-In |  | 1 |  |  |  |  | 0 |  | 11.848 | 11.848 | 10.23 | 10.23 |  |  |  | 10.23 |  |  | Load reduction Saltend Lane, HULL, HU12 8PP TA 164 286 | FLXT77888877NET000 |  |  |  | No | No | No | Metering Option (b) | No | No |  |  |  | Yes |  | Class 0.5s | Yes |  | Yes
2 | FLXR78 | T-4 | Capacity Auction | 2021 | Flexitricity Limited |  | FLEX78 | Alpiq Holding AG | 01312218100 | info@flexitricity.com | Distribution | Non CMRS | Unproven DSR CMU | DSR | DSR |  | Conditionally Prequalified | Opt-In |  | 1 | Yes |  |  |  | 0 |  | 5 |  | 4.317 | 4.317 |  |  |  | 4.317 |  |  | Mixture of load reduction on flexible electricity consuming processes including refrigeration air-conditioning pumping and lighting and standby generation. 0 0 | N/A |  |  |  | Yes | [13 empty] | Deferred
1 | FLXR79 | T-4 | Capacity Auction | 2021 | Flexitricity Limited |  | FLEX79 | Alpiq Holding AG | 01312218100 | info@flexitricity.com | Distribution | Non CMRS | Unproven DSR CMU | DSR | DSR |  | Conditionally Prequalified | Opt-In |  | 1 | Yes |  |  |  | 0 |  | 4 |  | 3.454 | 3.454 |  |  |  | 3.454 |  |  | Mixture of load reduction on flexible electricity consuming processes including refrigeration air-conditioning pumping and lighting and standby generation. 0 0 | N/A |  |  |  | Yes | [13 empty] | Deferred
2 | FLXR80 | T-4 | Capacity Auction | 2021 | Flexitricity Limited |  | FLEX80 | Alpiq Holding AG | 01312218100 | info@flexitricity.com | Distribution | Non CMRS | Unproven DSR CMU | DSR | DSR |  | Conditionally Prequalified | Opt-In |  | 1 | Yes |  |  |  | 0 |  | 20 |  | 17.268 | 17.268 |  |  |  | 17.268 |  |  | Mixture of load reduction on flexible electricity consuming processes including refrigeration air-conditioning pumping and lighting and standby generation. 0 0 | N/A |  |  |  | Yes | [13 empty] | Deferred
1 | FLXR81 | T-4 | Capacity Auction | 2021 | Flexitricity Limited |  | FLEX81 | Alpiq Holding AG | 01312218100 | info@flexitricity.com | Distribution | Non CMRS | Proven DSR CMU | DSR | DSR |  | Prequalified | Opt-In |  | 1 |  |  |  |  | 0 |  | 6.752 | 6.752 | 5.83 | 5.83 |  |  |  | 5.83 |  |  | Load reduction on site Saltend Lane, HULL, HU12 8PP TA 164 286 | FLXT81888881NET000 |  |  |  | No | No | No | Metering Option (b) | No | No |  |  |  | Yes |  | Class 0.5s | Yes |  | Yes
2 | FLXR82 | T-4 | Capacity Auction | 2021 | Flexitricity Limited |  | FLEX82 | Alpiq Holding AG | 01312218100 | info@flexitricity.com | Distribution | Non CMRS | Unproven DSR CMU | DSR | DSR |  | Conditionally Prequalified | Opt-In |  | 1 | Yes |  |  |  | 0 |  | 25.4 |  | 21.93 | 21.93 |  |  |  | 21.93 |  |  | Mixture of load reduction on flexible electricity consuming processes including refrigeration air-conditioning pumping and lighting and standby generation. 0 0 | N/A |  |  |  | Yes | [13 empty] | Deferred
1 | FLXR83 | T-4 | Capacity Auction | 2021 | Flexitricity Limited |  | FLEX83 | Alpiq Holding AG | 01312218100 | info@flexitricity.com | Distribution | Non CMRS | Unproven DSR CMU | DSR | DSR |  | Conditionally Prequalified | Opt-In |  | 1 | Yes |  |  |  | 0 |  | 4.5 |  | 3.885 | 3.885 |  |  |  | 3.885 |  |  | Mixture of load reduction on flexible electricity consuming processes including refrigeration air-conditioning pumping and lighting and standby generation. 0 0 | N/A |  |  |  | Yes | [13 empty] | Deferred
2 | FLXR84 | T-4 | Capacity Auction | 2021 | Flexitricity Limited |  | FLEX84 | Alpiq Holding AG | 01312218100 | info@flexitricity.com | Distribution | Non CMRS | Unproven DSR CMU | DSR | DSR |  | Conditionally Prequalified | Opt-In |  | 1 | Yes |  |  |  | 0 |  | 3.5 |  | 3.022 | 3.022 |  |  |  | 3.022 |  |  | Mixture of load reduction on flexible electricity consuming processes including refrigeration air-conditioning pumping and lighting and standby generation. 0 0 | N/A |  |  |  | Yes | [13 empty] | Deferred
1 | FLXR85 | T-4 | Capacity Auction | 2021 | Flexitricity Limited |  | FLEX85 | Alpiq Holding AG | 01312218100 | info@flexitricity.com | Distribution | Non CMRS | Unproven DSR CMU | DSR | DSR |  | Conditionally Prequalified | Opt-In |  | 1 | Yes |  |  |  | 0 |  | 3.5 |  | 3.022 | 3.022 |  |  |  | 3.022 |  |  | Mixture of load reduction on flexible electricity consuming processes including refrigeration air-conditioning pumping and lighting and standby generation. 0 0 | N/A |  |  |  | Yes | [13 empty] | Deferred
2 | FLXR86 | T-4 | Capacity Auction | 2021 | Flexitricity Limited |  | FLEX86 | Alpiq Holding AG | 01312218100 | info@flexitricity.com | Distribution | Non CMRS | Unproven DSR CMU | DSR | DSR |  | Conditionally Prequalified | Opt-In |  | 1 | Yes |  |  |  | 0 |  | 3 |  | 2.59 | 2.59 |  |  |  | 2.59 |  |  | Mixture of load reduction on flexible electricity consuming processes including refrigeration air-conditioning pumping and lighting and standby generation. 0 0 | N/A |  |  |  | Yes | [13 empty] | Deferred
1 | FLXR87 | T-4 | Capacity Auction | 2021 | Flexitricity Limited |  | FLEX87 | Alpiq Holding AG | 01312218100 | info@flexitricity.com | Distribution | Non CMRS | Unproven DSR CMU | DSR | DSR |  | Conditionally Prequalified | Opt-In |  | 1 | Yes |  |  |  | 0 |  | 4.2 |  | 3.626 | 3.626 |  |  |  | 3.626 |  |  | Mixture of load reduction on flexible electricity consuming processes including refrigeration air-conditioning pumping and lighting and standby generation. 0 0 | N/A |  |  |  | Yes | [13 empty] | Deferred
2 | FLXR88 | T-4 | Capacity Auction | 2021 | Flexitricity Limited |  | FLEX88 | Alpiq Holding AG | 01312218100 | info@flexitricity.com | Distribution | Non CMRS | Unproven DSR CMU | DSR | DSR |  | Conditionally Prequalified | Opt-In |  | 1 | Yes |  |  |  | 0 |  | 3 |  | 2.59 | 2.59 |  |  |  | 2.59 |  |  | Mixture of load reduction on flexible electricity consuming processes including refrigeration air-conditioning pumping and lighting and standby generation. 0 0 | N/A |  |  |  | Yes | [13 empty] | Deferred
1 | FLXR89 | T-4 | Capacity Auction | 2021 | Flexitricity Limited |  | FLEX89 | Alpiq Holding AG | 01312218100 | info@flexitricity.com | Distribution | Non CMRS | Unproven DSR CMU | DSR | DSR |  | Conditionally Prequalified | Opt-In |  | 1 | Yes |  |  |  | 0 |  | 4 |  | 3.454 | 3.454 |  |  |  | 3.454 |  |  | Mixture of load reduction on flexible electricity consuming processes including refrigeration air-conditioning pumping and lighting and standby generation. 0 0 | N/A |  |  |  | Yes | [13 empty] | Deferred
2 | FLXR90 | T-4 | Capacity Auction | 2021 | Flexitricity Limited |  | FLEX90 | Alpiq Holding AG | 01312218100 | info@flexitricity.com | Distribution | Non CMRS | Unproven DSR CMU | DSR | DSR |  | Conditionally Prequalified | Opt-In |  | 1 | Yes |  |  |  | 0 |  | 11 |  | 9.497 | 9.497 |  |  |  | 9.497 |  |  | Mixture of load reduction on flexible electricity consuming processes including refrigeration air-conditioning pumping and lighting and standby generation. 0 0 | N/A |  |  |  | Yes | [13 empty] | Deferred
1 | FLXR91 | T-4 | Capacity Auction | 2021 | Flexitricity Limited |  | FLEX91 | Alpiq Holding AG | 01312218100 | info@flexitricity.com | Distribution | Non CMRS | Unproven DSR CMU | DSR | DSR |  | Conditionally Prequalified | Opt-In |  | 1 | Yes |  |  |  | 0 |  | 10.8 |  | 9.325 | 9.325 |  |  |  | 9.325 |  |  | Mixture of load reduction on flexible electricity consuming processes including refrigeration air-conditioning pumping and lighting and standby generation. 0 0 | N/A |  |  |  | Yes | [13 empty] | Deferred
2 | FLXR94 | T-4 | Capacity Auction | 2021 | Flexitricity Limited |  | FLEX94 | Alpiq Holding AG | 01312218100 | info@flexitricity.com | Distribution | Non CMRS | Unproven DSR CMU | DSR | DSR |  | Conditionally Prequalified | Opt-In |  | 1 | Yes |  |  |  | 34535 |  | 8 |  | 6.907 | 6.907 |  |  |  | 6.907 |  |  | Mixture of load reduction on flexible electricity consuming processes including refrigeration air-conditioning pumping and lighting and standby generation. 0 0 | 0 |  |  |  | Yes | [13 empty] | Deferred
1 | FLXR95 | T-4 | Capacity Auction | 2021 | Flexitricity Limited |  | FLEX95 | Alpiq Holding AG | 01312218100 | info@flexitricity.com | Distribution | Non CMRS | Unproven DSR CMU | DSR | DSR |  | Conditionally Prequalified | Opt-In |  | 1 | Yes |  |  |  | 25900 |  | 6 |  | 5.18 | 5.18 |  |  |  | 5.18 |  |  | Mixture of load reduction on flexible electricity consuming processes including refrigeration air-conditioning pumping and lighting and standby generation. 0 0 | 0 |  |  |  | Yes | [13 empty] | Deferred
2 | FLXR96 | T-4 | Capacity Auction | 2021 | Flexitricity Limited |  | FLEX96 | Alpiq Holding AG | 01312218100 | info@flexitricity.com | Distribution | Non CMRS | Unproven DSR CMU | DSR | DSR |  | Conditionally Prequalified | Opt-In |  | 1 | Yes |  |  |  | 17270 |  | 4 |  | 3.454 | 3.454 |  |  |  | 3.454 |  |  | Mixture of load reduction on flexible electricity consuming processes including refrigeration air-conditioning pumping and lighting and standby generation. 0 0 | 0 |  |  |  | Yes | [13 empty] | Deferred
1 | FLXR97 | T-4 | Capacity Auction | 2021 | Flexitricity Limited |  | FLEX97 | Alpiq Holding AG | 01312218100 | info@flexitricity.com | Distribution | Non CMRS | Unproven DSR CMU | DSR | DSR |  | Conditionally Prequalified | Opt-In |  | 1 | Yes |  |  |  | 8635 |  | 2 |  | 1.727 | 1.727 |  |  |  | 1.727 |  |  | Mixture of load reduction on flexible electricity consuming processes including refrigeration air-conditioning pumping and lighting and standby generation. 0 0 | 0 |  |  |  | Yes | [13 empty] | Deferred
2 | FM2-21 | T-4 | Capacity Auction | 2021 | Ferrybridge MFE 2 Limited |  | FM2 | Multifuel Energy Limited | 01738457343 | CMSecondaryTrading@sse.com | Distribution | Non CMRS | New Build Generating CMU | Waste | Coal/biomass |  | Prequalified | Opt-In |  | 15 |  |  |  |  | 0 |  | 75 |  |  | 65.685 |  |  |  | 65.685 |  |  | FM2 is a twin boiler, single steam turbine energy from waste plant exporting at 132kV to the NPG area network Ferrybridge MFE 2 Limited Kirkhaw Lane, off Stranglands Lane Knottingley West Yorkshire WF11 8DX Note: NPG has used the generic post code WF11 8RA for the Ferrybridge power station site in their connection offer. WF11 8DX is expected to be the post code for FM2 (as well as FM1) SE 472 253 | 2394000135129 |  |  |  | Yes | [13 empty] | Deferred
1 | FMFE21 | T-4 | Capacity Auction | 2021 | Ferrybridge MFE Limited |  | FM1 | Multifuel Energy Limited | 07825015642 | andrew.r.ellis@sse.com | Distribution | Non CMRS | Existing Generating CMU | Waste | Coal/biomass |  | Prequalified | Opt-In |  | 1 |  |  |  |  | 0 |  | 75.643 |  |  | 66.248 |  |  |  | 66.248 |  |  | FM1 is a twin boiler, single steam turbine energy from waste plant exporting at 132kV to the NPG area network. Ferrybridge MFE Limited Kirkhaw Lane Off Stranglands Lane Knottingley West Yorkshire WF11 8DX SE 473 250 | 2394000111660 |  |  |  | No | No | Yes | Metering Option (a) | No |  |  | No | [6 empty] | No
2 | FOAK21 | T-4 | Capacity Auction | 2021 | SSEPG (Operations) Limited |  | Five Oaks | SSE Generation Limited | 01738457343 | CMSecondaryTrading@sse.com | Distribution | Non CMRS | Existing Generating CMU | Diesel | OCGT and Reciprocating Engines (Fuel Type - Diesel) |  | Prequalified | Opt-In |  | 1 |  |  |  |  | 0 |  | 8.711 |  |  | 8.259 |  |  |  | 8.259 |  |  | 4 x reciprocating engines Five Oaks Grid Substation Horsham Road Five Oaks Billinghurst, RH14 9AT TQ107290 | 2000050932127 |  |  |  | No | No | Yes | Metering Option (a) | No |  |  | No | [6 empty] | No
1 | FOR001 | T-4 | Capacity Auction | 2021 | Gas Generation Forfar Limited |  | Gas Generation Forfar 1 |  | 01778300888 | enquiries@larkpower.co.uk | Distribution | Non CMRS | New Build Generating CMU | Gas | OCGT and Reciprocating Engines (Fuel Type - Gas) |  | Conditionally Prequalified | Opt-In |  | 15 |  | Yes | Yes |  | 56890 | Yes | 6 |  |  | 5.689 |  |  |  | 5.689 |  |  | 3 gas reciprocating engines used for power generation, with associated infrastructure. Land off Carseview Road, Forfar, DD8 3BS NO 459 515 | N/A |  |  |  | Yes | [13 empty] | Deferred
2 | FOR002 | T-4 | Capacity Auction | 2021 | Gas Generation Forfar Limited |  | Forfar Battery 1 |  | 01778300888 | enquiries@larkpower.co.uk | Distribution | Non CMRS | New Build Generating CMU | Storage - Battery | Storage | Yes | Conditionally Prequalified | Opt-In |  | 15 |  | Yes | Yes |  | 95150 | Yes | 9.9 |  |  | 9.515 |  |  |  | 9.515 |  |  | Battery storage and associated infrastructure Land off Carseview Road, Forfar, DD8 3BS NO 459 515 | N/A |  |  |  | Yes | [13 empty] | Deferred
1 | FORD01 | T-4 | Capacity Auction | 2021 | Less Waste Limited |  | Fordoun Gas Peaker Plant |  | 01775720930 | matthew.hicks@inchoo.org.uk | Distribution | Non CMRS | New Build Generating CMU | Gas | OCGT and Reciprocating Engines (Fuel Type - Gas) |  | Conditionally Prequalified | Opt-In |  | 15 |  | Yes | Yes |  | 47410 | Yes | 5 |  |  | 4.741 |  |  |  | 4.741 |  |  | Gas engine peaker plant providing capacity market, power trading and other balancing services. Land off Old Aberdeen Rd Fordoun Laurencekirk AB30 1JR NO760774 | N/A |  |  |  | Yes | [13 empty] | Deferred
2 | FORUM1 | T-4 | Capacity Auction | 2021 | ECODEV GROUP LTD |  | FORUM1 |  | 01600891557 | richard.haywood@ecodevgroup.com | Distribution | Non CMRS | New Build Generating CMU | Gas | OCGT and Reciprocating Engines (Fuel Type - Gas) |  | Conditionally Prequalified | Opt-In |  | 15 |  | Yes | Yes |  | 132730 | Yes | 14 |  |  | 13.273 |  |  |  | 13.273 |  |  | A New Build 14MW Gas Fuelled Generating Station. Forum House, Gorsey Lane, Widnes, WA8 0YZ SJ 530 863 | N/A |  |  |  | Yes | [13 empty] | Deferred
1 | FOY121 | T-4 | Capacity Auction | 2021 | SSE Generation Limited |  | Foyers 1 | SSE plc | 01738457343 | CMSecondaryTrading@sse.com | Transmission | CMRS | Existing Generating CMU | Storage - Pumped | Storage | Yes | Prequalified | Opt-In |  | 1 |  |  |  |  | 0 |  | 150 |  |  | 144.165 |  |  |  | 144.165 |  |  | Generating Unit 1 Foyers Power Station, Kelvin Way, Gorthleck, Foyers, Inverness-shire, IV2 6YB NH503217 | 8673 |  |  |  | No |  |  |  | No | [9 empty] | No
2 | FOY221 | T-4 | Capacity Auction | 2021 | SSE Generation Limited |  | Foyers 2 | SSE plc | 01738457343 | CMSecondaryTrading@sse.com | Transmission | CMRS | Existing Generating CMU | Storage - Pumped | Storage | Yes | Prequalified | Opt-In |  | 1 |  |  |  |  | 0 |  | 150 |  |  | 144.165 |  |  |  | 144.165 |  |  | Generating Unit 2 Foyers Power Station, Kelvin Way, Gorthleck, Foyers, Inverness-shire, IV2 6YB NH503217 | 8673 |  |  |  | No |  |  |  | No | [9 empty] | No
1 | FRHT21 | T-4 | Capacity Auction | 2021 | Coldharbour Power Reserve Limited |  | FREIGHTLINER |  | 01962807060 | paul.sanders@newstreamrenewables.com | Distribution | Non CMRS | New Build Generating CMU | Gas | OCGT and Reciprocating Engines (Fuel Type - Gas) |  | Conditionally Prequalified | Opt-In |  | 15 |  | Yes | Yes |  | 189620 | Yes | 20 |  |  | 18.962 |  |  |  | 18.962 |  |  | A New Build 20MW Gas Fuelled Generating Station. Freightliner Road, Hull, HU3 4UW TA 069 274 | N/A |  |  |  | Yes | [13 empty] | Deferred
2 | FU4008 | T-4 | Capacity Auction | 2021 | Archey Power Ltd |  | Centurion Way |  | 01675437777 | desk@greenfrogpower.co.uk | Distribution | CMRS | New Build Generating CMU | Gas | OCGT and Reciprocating Engines (Fuel Type - Gas) |  | Conditionally Prequalified | Opt-In |  | 15 |  | Yes | Yes |  | 189620 | Yes | 20 |  |  | 18.962 |  |  |  | 18.962 |  |  | Gas fired reciprocating engines. Centurion Way, Farington, Leyland, PR25 3UQ See attached location note SD 545 237 | N/A |  |  |  | Yes | [13 empty] | Deferred
1 | FUL111 | T-4 | Capacity Auction | 2021 | FULWOOD GRANGE SOLAR FARM LIMITED |  | FUL111 | Benergy EOOD | 07772563765 | lyricenergy@gmail.com | Distribution | Non CMRS | New Build Generating CMU | Gas | OCGT and Reciprocating Engines (Fuel Type - Gas) |  | Conditionally Prequalified | Opt-In |  | 15 |  | Yes | Yes |  | 49900 | Yes | 5.263 |  |  | 4.99 |  |  |  | 4.99 |  |  | NEW BUILD GAS FUELLED GENERATION STATION FULWOOD GRANGE FARM PINXTON LANE SUTTON IN ASHFIELD NG17 1JF SK 474 570 | N/A |  |  |  | Yes | [13 empty] | Deferred
2 | FULL01 | T-4 | Capacity Auction | 2021 | RYDBERG DEVELOPMENT COMPANY LIMITED |  | FULL01 | Hartree Partners Power Holdings (UK) Limited | 02072017134 | londonpoweroperations@hplp.com | Distribution | Non CMRS | New Build Generating CMU | Gas | OCGT and Reciprocating Engines (Fuel Type - Gas) |  | Conditionally Prequalified | Opt-In |  | 15 |  | Yes | Yes |  | 56890 | Yes | 6 |  |  | 5.689 |  |  |  | 5.689 |  |  | New build power station comprised of multiple reciprocating engines. AMG Super Alloys, Fullerton Road, Rotherham, South Yorkshire, S60 1DL SK 422 914 | N/A |  |  |  | Yes | [13 empty] | Deferred
1 | FULL02 | T-4 | Capacity Auction | 2021 | RYDBERG DEVELOPMENT COMPANY LIMITED |  | FULL02 | Hartree Partners Power Holdings (UK) Limited | 02072017134 | londonpoweroperations@hplp.com | Distribution | Non CMRS | New Build Generating CMU | Gas | OCGT and Reciprocating Engines (Fuel Type - Gas) |  | Conditionally Prequalified | Opt-In |  | 15 |  | Yes | Yes |  | 56890 | Yes | 6 |  |  | 5.689 |  |  |  | 5.689 |  |  | New build power station comprised of multiple reciprocating engines. AMG Super Alloys, Fullerton Road, Rotherham, South Yorkshire, S60 1DL SK 422 914 | N/A |  |  |  | Yes | [13 empty] | Deferred
2 | FYLAN1 | T-4 | Capacity Auction | 2021 | Sirius Renewable Energy Limited |  | FYLAN1 |  | 01132649960 | nick.Davies@thesiriusgroup.com | Distribution | Non CMRS | New Build Generating CMU | Gas | OCGT and Reciprocating Engines (Fuel Type - Gas) |  | Conditionally Prequalified | Opt-In |  | 15 |  | Yes | Yes |  | 189620 | Yes | 20 |  |  | 18.962 |  |  |  | 18.962 |  |  | A New Build 20MW Gas Fuelled Generating Station. Fylands Bridge, Bishop Auckland, County Durham, DL14 6XH NZ 208 275 | N/A |  |  |  | Yes | [13 empty] | Deferred
1 | GAK411 | T-4 | Capacity Auction | 2021 | GHEB2 C5 Limited |  | Rusholme Grange | GHEB2 C Holdings Limited | 02074956063 | info@green-hedge.com | Distribution | Non CMRS | New Build Generating CMU | Storage - Battery | Storage | Yes | Conditionally Prequalified | Opt-In |  | 15 |  | Yes |  |  | 336390 | Yes | 35 |  |  | 33.639 |  |  |  | 33.639 |  |  | The CMU component at Rusholme Grange is an energy storage system comprised of Lithium-ion batteries. The system will have a 35 MW export capacity and an import capacity of 36.8 MW. Rusholme Grange, Drax, Selby, YO8 8PW SE 698 266 | N/A |  |  |  | Yes | [13 empty] | Deferred
2 | GAK596 | T-4 | Capacity Auction | 2021 | GHEB2 C6 Limited |  | Whitehouse Farm | GHEB2 C Holdings Limited | 02074956063 | info@green-hedge.com | Distribution | Non CMRS | New Build Generating CMU | Storage - Battery | Storage | Yes | Conditionally Prequalified | Opt-In |  | 15 |  | Yes |  |  | 384440 | Yes | 40 |  |  | 38.444 |  |  |  | 38.444 |  |  | The CMU component at Whitehouse Farm is an energy storage system comprised of Lithium-ion batteries. The system will have a 40 MW export capacity and an import capacity of 40 MW. Whitehouse Farm, Rhydd Road, Guarlford, WR13 6NZ SO 820 457 | N/A |  |  |  | Yes | [13 empty] | Deferred
1 | GAS001 | T-4 | Capacity Auction | 2021 | Gas Generation Gas Road Limited |  | Gas Generation Gas Road 1 |  | 01778300888 | enquiries@larkpower.co.uk | Distribution | Non CMRS | New Build Generating CMU | Gas | OCGT and Reciprocating Engines (Fuel Type - Gas) |  | Conditionally Prequalified | Opt-In |  | 15 |  | Yes | Yes |  | 189620 | Yes | 20 |  |  | 18.962 |  |  |  | 18.962 |  |  | 10 gas reciprocating engines used for power generation, with associated infrastructure. Land at Gas Road, Sittingbourne, Kent, ME10 2QB TQ 910 645 | N/A |  |  |  | Yes | [13 empty] | Deferred
2 | GB2D17 | T-4 | Capacity Auction | 2021 | GBSL DORKING LIMITED |  | GBSL Dorking |  | 01373834566 | andrew.blumfield@gridbatterystorage.com | Distribution | Non CMRS | New Build Generating CMU | Storage - Battery | Storage | Yes | Conditionally Prequalified | Opt-In |  | 15 |  | Yes |  |  | 57670 | Yes | 6 |  |  | 5.767 |  |  |  | 5.767 |  |  | 6MW battery energy storage facility at Milton Court Farm, Dorking Milton Court Farm, Dorking, RH4 3LY TQ 150 492 | N/A |  |  |  | Yes | [13 empty] | Deferred
1 | GB2H17 | T-4 | Capacity Auction | 2021 | GBSL HOOK LIMITED |  | GBSL Hook |  |  |  | Distribution | Non CMRS | New Build Generating CMU | Storage - Battery | Storage | Yes | Conditionally Prequalified | Opt-In |  | 15 |  | Yes |  |  | 57670 | Yes | 6 |  |  | 5.767 |  |  |  | 5.767 |  |  | 6MW battery energy storage facility at Little Holt, Holt Lane, Hook Little Holt, Holt Lane, Hook RG27 9ER SU 735 539 | N/A |  |  |  | Yes | [13 empty] | Deferred
2 | GB2N17 | T-4 | Capacity Auction | 2021 | GBSL NURSLING LIMITED |  | GBSL Nursling |  | 01373834566 | andrew.blumfield@gridbatterystorage.com | Distribution | Non CMRS | New Build Generating CMU | Storage - Battery | Storage | Yes | Rejected | Opt-In |  | 15 |  |  |  |  | 0 |  | 10 |  |  | 9.611 |  |  |  | 9.611 |  |  | 10MW battery energy storage facility at Upton Lane, Rownhams Upton Lane, adjacent to Rownhams BSP Substation SO16 0XY SU 371 168 | N/A |  |  |  | Yes | [13 empty] | Deferred
1 | GBUK01 | T-4 | Capacity Auction | 2021 | British Gas Trading Limited |  | Gateshead Battery Storage | Centrica Plc | 01753492571 | Distributed-Generation@centrica.com | Distribution | Non CMRS | New Build Generating CMU | Storage - Battery | Storage | Yes | Conditionally Prequalified | Opt-In |  | 15 |  | Yes |  |  | 27680 |  | 2.88 |  |  | 2.768 |  |  |  | 2.883 |  |  | Battery storage Gateshead Local Environmental Services, Park Road, Gateshead, NE8 3HN NZ 265 630 | N/A |  |  |  | Yes | [13 empty] | Deferred
2 | GBUK02 | T-4 | Capacity Auction | 2021 | Distributed Energy Customer Solutions Limited |  | St George's CHP Units | Centrica Plc | 01753492571 | Distributed-Generation@centrica.com | Distribution | Non CMRS | New Build Generating CMU | Gas | CHP and autogeneration |  | Conditionally Prequalified | Opt-In |  | 15 |  | Yes |  |  | 47750 |  | 5.306 |  |  | 4.775 |  |  |  | 4.822 |  |  | CHP on a hospital site Blackshaw Rd, London SW17 0QT TQ 270 715 | N/A |  |  |  | Yes | [13 empty] | Deferred
1 | GCHPLA | T-4 | Capacity Auction | 2021 | Grangemouth CHP Limited |  | Grangemouth CHP | INEOS Industries Holdings Limited | 01324483422 | graopchp@ineos.com | Distribution | CMRS | Existing Generating CMU | Gas | CHP and autogeneration |  | Prequalified | Opt-In |  | 1 |  |  |  |  | 0 |  | 142 |  |  | 127.8 |  |  |  | 127.8 |  |  | CHP Plant connected to Private Wire System (operated by INEOS Infrastructure (Grangemouth) Limited) with Connection to NETS Bo'ness Road Grangemouth Stirlingshire FK3 9XQ NS 943 810 | 8303 -CMU 8311 - Grid Connection |  |  |  | No | No | No |  | No | [9 empty] | Yes
2 | Genst1 | T-4 | Capacity Auction | 2021 | SynTech Energy Centre Limited |  | Genst1 |  |  |  | Distribution | Non CMRS | New Build Generating CMU | Gas | OCGT and Reciprocating Engines (Fuel Type - Gas) |  | Rejected | Opt-In |  | 3 |  |  |  |  | 0 |  | 2.43 |  |  | 2.304 |  |  |  | 2.494 |  |  | Deutz Gas Engine Dual fuel SynGas / Mains Gas SynTech Energy Centre Ltd Portway Road Wednesbury WS10 7DZ West Midlands SO982949 | 1470000785430 |  |  |  | Yes | [13 empty] | Deferred
1 | GHBGF1 | T-4 | Capacity Auction | 2021 | GHEB2 C1 Limited |  | Beechgrove Farm | GHEB2 C Holdings Limited | 02074956063 | info@green-hedge.com | Distribution | Non CMRS | New Build Generating CMU | Storage - Battery | Storage | Yes | Conditionally Prequalified | Opt-In |  | 15 |  | Yes |  |  | 96110 | Yes | 10 |  |  | 9.611 |  |  |  | 9.611 |  |  | The CMU component at Breechgrove Farm is an energy storage system comprised of Lithium-ion batteries. The system will have a 10 MW export capacity and an import capacity of 10 MW. Beechgrove Farm, Axminster, Devon, EX13 5TX SY 350 995 | N/A |  |  |  | Yes | [13 empty] | Deferred
2 | GHBRE2 | T-4 | Capacity Auction | 2021 | GHEB2 B1 Limited |  | Breach Farm | GHEB2 B Holdings Limited | 02074956063 | info@green-hedge.com | Distribution | Non CMRS | New Build Generating CMU | Storage - Battery | Storage | Yes | Conditionally Prequalified | Opt-In |  | 15 |  | Yes |  |  | 384440 | Yes | 40 |  |  | 38.444 |  |  |  | 38.444 |  |  | The CMU component at Breach Farm is an energy storage system comprised of Lithium-ion batteries. The system will have a 40 MW export capacity and an import capacity of 40 MW. Breach Farm, Swadlincote, Derbyshire, DE12 6RJ SK 265 189 | N/A |  |  |  | Yes | [13 empty] | Deferred
1 | GHCAT1 | T-4 | Capacity Auction | 2021 | GHEB2 C3 Limited |  | Catsbrain Farm | GHEB2 C Holdings Limited | 02074956063 | info@green-hedge.com | Distribution | Non CMRS | New Build Generating CMU | Storage - Battery | Storage | Yes | Conditionally Prequalified | Opt-In |  | 15 |  | Yes |  |  | 192220 | Yes | 20 |  |  | 19.222 |  |  |  | 19.222 |  |  | The CMU component at Catsbrain Farm is an energy storage system comprised of Lithium-ion batteries. The system will have a 20 MW export capacity and an import capacity of 20 MW. Catsbrain Farm, Stratton St Margaret, Swindon, SN3 4TD SU 174 891 | N/A |  |  |  | Yes | [13 empty] | Deferred
2 | GHGAS1 | T-4 | Capacity Auction | 2021 | GCP Generation Ltd |  | Station Road Reserve Power Facility |  | 02082399917 | info@gridcodepower.com | Distribution | Non CMRS | New Build Generating CMU | Gas | OCGT and Reciprocating Engines (Fuel Type - Gas) |  | Conditionally Prequalified | Opt-In |  | 15 |  | Yes | Yes |  | 104290 | Yes | 11 |  |  | 10.429 |  |  |  | 10.429 |  |  | CMU consists of gas-powered reciprocating engines connected to the ENW distribution network at 6.6kV. Land (see map) at Albert Mill, Barons Way, Great Harwood, Blackburn BB6 7FB SD 737 320 | N/A |  |  |  | Yes | [13 empty] | Deferred
1 | GHMCF1 | T-4 | Capacity Auction | 2021 | GHEB2 C1 Limited |  | Meadowcroft Farm | GHEB2 C Holdings Limited | 02074956063 | info@green-hedge.com | Distribution | Non CMRS | New Build Generating CMU | Storage - Battery | Storage | Yes | Conditionally Prequalified | Opt-In |  | 15 |  | Yes | Yes |  | 48060 |  | 5 |  |  | 4.806 |  |  |  | 4.806 |  |  | The CMU component at Meadowcroft Farm is an energy storage system comprised of Lithium-ion batteries. The system will have a 5 MW export capacity and an import capacity of 5 MW. Meadowcroft Farm, Gretton Fields, Gretton, GL54 5HJ SO 998 324 | N/A |  |  |  | Yes | [13 empty] | Deferred
2 | GHRUS1 | T-4 | Capacity Auction | 2021 | GHEB2 C2 Limited |  | Russell Farm | GHEB2 C Holdings Limited | 02074956063 | info@green-hedge.com | Distribution | Non CMRS | New Build Generating CMU | Storage - Battery | Storage | Yes | Conditionally Prequalified | Opt-In |  | 15 |  | Yes |  |  | 192220 |  | 20 |  |  | 19.222 |  |  |  | 19.222 |  |  | The CMU component at Russell Farm is an energy storage system comprised of Lithium-ion batteries. The system will have a 20 MW export capacity and an import capacity of 20 MW. Russell Farm, Hursley, Winchester SO21 2UZ SU 443 269 | N/A |  |  |  | Yes | [13 empty] | Deferred
1 | GHSPA1 | T-4 | Capacity Auction | 2021 | GHEB2 C4 Limited |  | Spark Street | GHEB2 C Holdings Limited | 02074956063 | info@green-hedge.com | Distribution | Non CMRS | New Build Generating CMU | Storage - Battery | Storage | Yes | Conditionally Prequalified | Opt-In |  | 15 |  | Yes | Yes |  | 192220 | Yes | 20 |  |  | 19.222 |  |  |  | 19.222 |  |  | The CMU component at Spark Street is an energy storage system comprised of Lithium-ion batteries. The system will have a 20 MW export capacity and an import capacity of 20 MW. Spark Street, Grimsby, DN34 4JJ TA 253 092 | N/A |  |  |  | Yes | [13 empty] | Deferred
2 | GHTRO1 | T-4 | Capacity Auction | 2021 | GHEB2 C1 Limited |  | Trow Green Farm | GHEB2 C Holdings Limited | 02074956063 | info@green-hedge.com | Distribution | Non CMRS | New Build Generating CMU | Storage - Battery | Storage | Yes | Conditionally Prequalified | Opt-In |  | 15 |  | Yes | Yes |  | 96110 | Yes | 10 |  |  | 9.611 |  |  |  | 9.611 |  |  | The CMU component at Trow Green Farm is an energy storage system comprised of Lithium-ion batteries. The system will have a 10 MW export capacity and an import capacity of 10 MW. Trow Green Farm, Trow Green, St Brevials, GL15 6QP SO 580 067 | N/A |  |  |  | Yes | [13 empty] | Deferred
1 | GLASS4 | T-4 | Capacity Auction | 2021 | Glassenbury Battery Storage Limited |  | Glassenbury Storage | VLC ENERGY LIMITED | 02074090700 | enquiries@vlcenergy.com | Distribution | Non CMRS | New Build Generating CMU | Storage - Battery | Storage | Yes | Conditionally Prequalified | Opt-In |  | 15 |  | Yes |  |  | 0 |  | 9.9 |  |  | 9.515 |  |  |  | 9.515 |  |  | Lithium Ion battery storage system capable of importing, storing and exporting electricity. Land at Huggins Hall Farm, Turnden Road, Hartley, Kent, TN17 2QJ TQ757356 | N/A |  |  |  | Yes | [13 empty] | Deferred
2 | GLEN01 | T-4 | Capacity Auction | 2021 | RYDBERG DEVELOPMENT COMPANY LIMITED |  | GLEN01 | Hartree Partners Power Holdings (UK) Limited | 02072017134 | londonpoweroperations@hplp.com | Distribution | Non CMRS | New Build Generating CMU | Gas | OCGT and Reciprocating Engines (Fuel Type - Gas) |  | Conditionally Prequalified | Opt-In |  | 15 |  | Yes | Yes |  | 56890 | Yes | 6 |  |  | 5.689 |  |  |  | 5.689 |  |  | New build power station comprised of multiple reciprocating engines. Sherburn in Elmet, Leeds LS25 6JG SE 518 329 | N/A |  |  |  | Yes | [13 empty] | Deferred
1 | GLEN02 | T-4 | Capacity Auction | 2021 | RYDBERG DEVELOPMENT COMPANY LIMITED |  | GLEN02 | Hartree Partners Power Holdings (UK) Limited | 02072017134 | londonpoweroperations@hplp.com | Distribution | Non CMRS | New Build Generating CMU | Gas | OCGT and Reciprocating Engines (Fuel Type - Gas) |  | Conditionally Prequalified | Opt-In |  | 15 |  | Yes | Yes |  | 56890 | Yes | 6 |  |  | 5.689 |  |  |  | 5.689 |  |  | New build power station comprised of multiple reciprocating engines. Sherburn in Elmet, Leeds LS25 6JG SE 518 329 | N/A |  |  |  | Yes | [13 empty] | Deferred
2 | GLEN21 | T-4 | Capacity Auction | 2021 | SSE Generation Limited |  | Glenmoriston | SSE plc | 01738457343 | CMSecondaryTrading@sse.com | Transmission | CMRS | Existing Generating CMU | Hydro | Hydro |  | Prequalified | Opt-In |  | 1 |  |  |  |  | 0 |  | 39.71 |  |  | 34.913 |  |  |  | 34.913 |  |  | Gensets 1 & 2 ROCable hydro units within the BMU are not included in the CMU. Glen Moriston Power Station, Loch Dundreggan, by Fort Augustus, Inverness-shire, IV63 7YH NH364156 | 8655 |  |  |  | No |  |  | Metering Option (a) | Yes | [9 empty] | Yes
1 | GRAI06 | T-4 | Capacity Auction | 2021 | Uniper Global Commodities SE |  | Grain U6 | Uniper Holding GmbH | 01213294545 | UniperUK.PowerTrading@uniper.energy | Transmission | CMRS | Existing Generating CMU | Gas | CHP and autogeneration |  | Prequalified | Opt-In |  | 1 |  |  |  |  | 0 |  | 468 |  |  | 421.2 |  |  |  | 421.2 |  |  | Grain B CCGT Unit 6 CHP element is via supply of heat to Grain LNG regasification facility Power Station Road Isle of Grain Rochester ME3 0AR TQ 881 751 | 7224 |  |  |  | No |  |  | Metering Option (a) | No | [9 empty] | No
2 | GRAI07 | T-4 | Capacity Auction | 2021 | Uniper Global Commodities SE |  | Grain U7 | Uniper Holding GmbH | 01213294545 | UniperUK.PowerTrading@uniper.energy | Transmission | CMRS | Existing Generating CMU | Gas | CHP and autogeneration |  | Prequalified | Opt-In |  | 1 |  |  |  |  | 0 |  | 468 |  |  | 421.2 |  |  |  | 421.2 |  |  | Grain B CCGT Unit 7 CHP element is via supply of heat to Grain LNG regasification facility Power Station Road Isle of Grain Rochester ME3 0AR TQ 881 751 | 7224 |  |  |  | No |  |  | Metering Option (a) | No | [9 empty] | No
1 | GRAI08 | T-4 | Capacity Auction | 2021 | Uniper Global Commodities SE |  | Grain U8 | Uniper Holding GmbH | 01213294545 | UniperUK.PowerTrading@uniper.energy | Transmission | CMRS | Existing Generating CMU | Gas | CHP and autogeneration |  | Prequalified | Opt-In |  | 1 |  |  |  |  | 0 |  | 468 |  |  | 421.2 |  |  |  | 421.2 |  |  | Grain B CCGT Unit 8 CHP element is via supply of heat to Grain LNG regasification facility Power Station Road Isle of Grain Rochester ME3 0AR TQ 881 751 | 7224 |  |  |  | No |  |  | Metering Option (a) | No | [9 empty] | No
2 | GRG11H | T-4 | Capacity Auction | 2021 | Uniper Global Commodities SE | Applications and Correspondence on behalf of UGC SE | Grain GT-1 | Uniper Holding GmbH | 01213294545 | UniperUK.PowerTrading@uniper.energy | Transmission | CMRS | Existing Generating CMU | Diesel | OCGT and Reciprocating Engines (Fuel Type - Diesel) |  | Prequalified | Opt-In |  | 1 |  |  |  |  | 0 |  | 26.223 |  |  | 24.862 |  |  |  | 25.327 |  |  | OCGT from Grain U1. Fuel is Gas Oil as specified in BS 2869 Class A2 Power Station Road Isle of Grain Rochester ME3 0AR TQ 881 751 | 5021 |  |  |  | No |  |  | Metering Option (a) | No | [9 empty] | No
1 | GRG41C | T-4 | Capacity Auction | 2021 | Uniper Global Commodities SE | Applications and Correspondence on behalf of UGC SE | Grain GT-4 (CEC Version) | Uniper Holding GmbH | 01213294545 | UniperUK.PowerTrading@uniper.energy | Transmission | CMRS | Existing Generating CMU | Diesel | OCGT and Reciprocating Engines (Fuel Type - Diesel) |  | Prequalified | Opt-In |  | 1 |  |  |  |  | 0 |  | 26.887 |  |  | 25.492 |  |  |  | 26.073 |  |  | OCGT from Grain U4. Fuel is Gas Oil as specified in BS 2869 Class A2 Power Station Road Isle of Grain Rochester ME3 0AR TQ 881 751 | 5021 |  |  |  | No |  |  | Metering Option (a) | No | [9 empty] | No
2 | GRMB17 | T-4 | Capacity Auction | 2021 | RWE Generation UK plc |  | CMU_GRMB17 | RWE Generation UK Holdings PLC | 01793475217 | CapMarketSecondaryTrading@rwe.com | Distribution | Non CMRS | New Build Generating CMU | Gas | OCGT and Reciprocating Engines (Fuel Type - Gas) |  | Conditionally Prequalified | Opt-In |  | 15 |  | Yes | Yes |  | 189620 | Yes | 20 |  |  | 18.962 |  |  |  | 18.962 |  |  | CMU will be formed of multiple individual gas reciprocating engine units Grimsby Power Station Moody Lane Grimsby DN31 2SW TA 253 113 | 2300000948904, 2300000948913 |  |  |  | Yes | [13 empty] | Deferred
1 | GRO001 | T-4 | Capacity Auction | 2021 | Gas Generation Growforth Limited |  | Gas Generation Growforth 1 |  | 01778300888 | enquiries@larkpower.co.uk | Distribution | Non CMRS | New Build Generating CMU | Gas | OCGT and Reciprocating Engines (Fuel Type - Gas) |  | Conditionally Prequalified | Opt-In |  | 15 |  | Yes | Yes |  | 188670 | Yes | 19.9 |  |  | 18.867 |  |  |  | 18.867 |  |  | 10 gas reciprocating engines used for power generation, with associated infrastructure. Land at Growforth Ltd, Clockluine Road, Dunfermline, KY11 7HS NT 143 842 | N/A |  |  |  | Yes | [13 empty] | Deferred
2 | GSHULL | T-4 | Capacity Auction | 2021 | ENERGY STORE 4 LTD |  | Hull Energy Centre | GRIDSERVE Energy Storage Ltd | 03331234333 | mike.rogers@gridserve.com | Distribution | Non CMRS | New Build Generating CMU | Gas | OCGT and Reciprocating Engines (Fuel Type - Gas) |  | Conditionally Prequalified | Opt-In |  | 15 |  | Yes | Yes |  | 199100 | Yes | 21 |  |  | 19.91 |  |  |  | 19.91 |  |  | New build Gas powered generators with export up to 21MW. Refer to the Covering Letter for further details. Land South of Main Road, Bilton, Hull, HU11 4DU TA160321 | N/A |  |  |  | Yes | [13 empty] | Deferred
1 | GSSLAM | T-4 | Capacity Auction | 2021 | ENERGY STORE 1 LTD |  | Slamseys Energy Centre | GRIDSERVE Energy Storage Ltd | 03331234333 | mike.rogers@gridserve.com | Distribution | Non CMRS | New Build Generating CMU | Storage - Battery | Storage | Yes | Conditionally Prequalified | Opt-In |  | 15 |  | Yes | Yes |  | 96110 | Yes | 10 |  |  | 9.611 |  |  |  | 9.611 |  |  | Slamseys is a 10MW (import and export) battery energy storage project. The project consists of containerised Inverters, containerised Li-Ion batteries, Transformers, Customer and DNO switch gear, Energy Management Systems and Monitoring systems. Slamseys Farm, Blackley Lane, Great Notley, CM77 7QW TL737201 | N/A |  |  |  | Yes | [13 empty] | Deferred
2 | GSSTAG | T-4 | Capacity Auction | 2021 | ENERGY STORE 2 LTD |  | Stagstone Energy Centre | GRIDSERVE Energy Storage Ltd | 03331234333 | mike.rogers@gridserve.com | Distribution | Non CMRS | New Build Generating CMU | Storage - Battery | Storage | Yes | Conditionally Prequalified | Opt-In |  | 15 |  | Yes | Yes |  | 76890 | Yes | 8 |  |  | 7.689 |  |  |  | 7.689 |  |  | Stagstone Energy Centre is an 8MW (import and export) battery energy storage project. The project consists of containerised Inverters, containerised Li-Ion batteries, Transformers, Customer and DNO switch gear, Energy Management Systems and Monitoring systems. Greengill Head Farm, Maidenhill Road Penrith Cumbria CA11 8SH NY530321 | N/A |  |  |  | Yes | [13 empty] | Deferred
1 | GSYORK | T-4 | Capacity Auction | 2021 | ENERGY STORE 6 LTD |  | York Energy Centre | GRIDSERVE Energy Storage Ltd | 03331234333 | mike.rogers@gridserve.com | Distribution | Non CMRS | New Build Generating CMU | Storage - Battery | Storage | Yes | Conditionally Prequalified | Opt-In |  | 15 |  | Yes | Yes |  | 192220 | Yes | 20 |  |  | 19.222 |  |  |  | 19.222 |  |  | A 20MW (import and export) battery energy storage project. The project consists of containerised Inverters, containerised Li-Ion batteries, Transformers, Customer and DNO HV switch gear, Energy Management Systems and Monitoring systems. Refer to covering letter for further details. Land at Boscar Grange Farm, Thirsk Road, Easingwold, York, YO61 3NQ SE503722 | N/A |  |  |  | Yes | [13 empty] | Deferred
2 | GT4009 | T-4 | Capacity Auction | 2021 | Archey Power Ltd |  | Willow Holme Road |  | 01675437777 | desk@greenfrogpower.co.uk | Distribution | CMRS | New Build Generating CMU | Gas | OCGT and Reciprocating Engines (Fuel Type - Gas) |  | Conditionally Prequalified | Opt-In |  | 15 |  | Yes | Yes |  | 189620 | Yes | 20 |  |  | 18.962 |  |  |  | 18.962 |  |  | Gas fired reciprocating engines Willow Holme Road, Carlisle, CA2 5RN NY 387 567 | N/A |  |  |  | Yes | [13 empty] | Deferred
1 | GYAR01 | T-4 | Capacity Auction | 2021 | RWE Generation UK plc |  | CMU_GYAR-1 | RWE Generation UK Holdings PLC | 01793475217 | CapMarketSecondaryTrading@rwe.com | Distribution | CMRS | Existing Generating CMU | Gas | CCGT |  | Prequalified | Opt-In |  | 1 |  |  |  |  | 0 |  | 410 |  |  | 369 |  |  |  | 369 |  |  | Great Yarmouth 1 - CCGT Great Yarmouth Power Station South Denes Road Great Yarmouth Norfolk NR30 3PY TG 530 051 | 7111 |  |  |  | No | No | Yes | Metering Option (a) | No | [9 empty] | No
2 | HAL111 | T-4 | Capacity Auction | 2021 | NEW HALL FARM ENERGY LIMITED |  | HAL111 | Benergy EOOD | 07772563765 | lyricenergy@gmail.com | Distribution | Non CMRS | New Build Generating CMU | Gas | OCGT and Reciprocating Engines (Fuel Type - Gas) |  | Conditionally Prequalified | Opt-In |  | 15 |  | Yes | Yes |  | 56890 | Yes | 6 |  |  | 5.689 |  |  |  | 5.689 |  |  | NEW BUILD GAS GENERATION STATTION NEW HALL FARM SCHOOL LANE RISLEY WARRINGTON WA3 6LH SJ 673 924 | N/A |  |  |  | Yes | [13 empty] | Deferred
1 | HAlex1 | T-4 | Capacity Auction | 2021 | ADD RENEWABLES NO.3 LIMITED |  | Hunn1 |  | 01780480700 | alex.duce@benchmarkproperties.co.uk | Transmission | Non CMRS | New Build Generating CMU | Storage - Battery | Storage | Yes | Rejected | Opt-In |  | 15 |  |  |  |  | 0 |  | 35 |  |  | 33.639 |  |  |  | 33.639 |  |  | Frequency response 60 minute Battery Storage Land West of Hopewell Street, Stairfoot, Barnsley SE 366 059 | N/A |  |  |  | Yes | [13 empty] | Deferred
2 | HALF05 | T-4 | Capacity Auction | 2021 | RYDBERG DEVELOPMENT COMPANY LIMITED |  | HALF05 | Hartree Partners Power Holdings (UK) Limited | 02072017134 | londonpoweroperations@hplp.com | Distribution | Non CMRS | New Build Generating CMU | Gas | OCGT and Reciprocating Engines (Fuel Type - Gas) |  | Conditionally Prequalified | Opt-In |  | 15 |  | Yes | Yes |  | 132730 | Yes | 14 |  |  | 13.273 |  |  |  | 13.273 |  |  | New build power station comprised of multiple reciprocating engines. Halfway Industrial Estate, Halfway, Sheffield, S20 3GZ SK 440 812 | N/A |  |  |  | Yes | [13 empty] | Deferred
1 | HALFW1 | T-4 | Capacity Auction | 2021 | Sirius Renewable Energy Limited |  | HALFW1 |  | 01132649960 | nick.Davies@thesiriusgroup.com | Distribution | Non CMRS | New Build Generating CMU | Gas | OCGT and Reciprocating Engines (Fuel Type - Gas) |  | Conditionally Prequalified | Opt-In |  | 15 |  | Yes | Yes |  | 142220 | Yes | 15 |  |  | 14.222 |  |  |  | 14.222 |  |  | A New Build 15MW Gas Fuelled Generating Station. Halfway, Old Land, Halfway Industrial Estate, Sheffield, S20 3GZ SK 440 811 | N/A |  |  |  | Yes | [13 empty] | Deferred
2 | HALL21 | T-4 | Capacity Auction | 2021 | Hall Farm Energy Limited |  | Hall Farm |  | 02071381083 | chris@hamiltonmarch.com | Distribution | Non CMRS | New Build Generating CMU | Diesel | OCGT and Reciprocating Engines |  | Conditionally Prequalified | Opt-In |  | 15 |  | Yes | Yes |  | 47410 | Yes | 5 |  |  | 4.741 |  |  |  | 4.741 |  |  | A new build diesel or gas grid support plant Radstone Rd, Radstone, Brackley NN13 5PY SP 586 397 | N/A |  |  |  | Yes | [13 empty] | Deferred
1 | HAMP03 | T-4 | Capacity Auction | 2021 | Veolia UK Limited |  | Hampshire ERFs | VEOLIA ENVIRONNEMENT SA | 02078125000 | uk.capacitymarket@veolia.com | Distribution | Non CMRS | Existing Generating CMU | Waste | Coal/biomass |  | Prequalified | Opt-In |  | 1 |  |  |  |  | 0 |  | 37.989 |  |  | 33.271 |  |  |  | 33.272 |  |  | Municipal waste incineration plant located in Chineham Hampshire. It is based on one boiler supplying steam to a turbine-generator. Chineham ERF, Whitmarsh Lane, Basingstoke, Hampshire, RG24 8LL SU672552 | 2000051598499 |  |  |  | No | No | Yes | Metering Option (a) | No |  |  | No | [6 empty] | No
X | HAMP03-Component |  |  |  | Veolia UK Limited | [9 empty] | Coal/biomass | [21 empty] | Municipal waste incineration plant located in Marchwood Hampshire. It is based on boilers supplying steam to a turbine-generator. Marchwood ERF, Oceanic Way, Marchwood Industrial Park, Normandy Way, Marchwood, Hampshire SO40 4BD SU396112
X | HAMP03-Component |  |  |  | Veolia UK Limited | [9 empty] | Coal/biomass | [21 empty] | Municipal waste incineration plant located in Portsmouth Hampshire. It is based on boilers supplying steam to a turbine-generator. Portsmouth ERF, Quartremaine Road, Portsmouth, Hampshire PO3 5QH SU667029
2 | HARL01 | T-4 | Capacity Auction | 2021 | Harelaw Generation Limited |  | Harelaw | Forsa Energy CM Holdings Limited | 02079522244 | jpoley@velocitaenergy.com | Distribution | Non CMRS | New Build Generating CMU | Gas | OCGT and Reciprocating Engines (Fuel Type - Gas) |  | Conditionally Prequalified | Opt-In |  | 15 |  | Yes | Yes |  | 198530 | Yes | 20.94 |  |  | 19.853 |  |  |  | 19.853 |  |  | A new build, gas fuelled generation station. On land east of the B788, adjacent to Devol Moor Substation, Inverclyde. NS 307 726 | N/A |  |  |  | Yes | [13 empty] | Deferred
1 | HART21 | T-4 | Capacity Auction | 2021 | Volta Energy Storage Limited |  | HARTMOOR |  | 01244405250 | richard@voltaenergystorage.co.uk | Distribution | Non CMRS | New Build Generating CMU | Storage - Battery | Storage | Yes | Conditionally Prequalified | Opt-In |  | 15 |  | Yes | Yes |  | 46130 | Yes | 4.8 |  |  | 4.613 |  |  |  | 4.613 |  |  | A 4.8MW Battery Energy Storage System. Whelley Hill Farm Battery Storage Scheme, Worset Lane, Hart, Hartlepool, TS27 3BH. NZ 456 341 | N/A |  |  |  | Yes | [13 empty] | Deferred
2 | HEART1 | T-4 | Capacity Auction | 2021 | Rolls-Royce Power Development Limited |  | Heartlands Power |  | 01173257001 | Michael.Strutt@Rolls-Royce.com | Distribution | Non CMRS | Existing Generating CMU | Gas | OCGT and Reciprocating Engines |  | Prequalified | Opt-In |  | 1 |  |  |  |  | 0 |  | 45.65 |  |  | 43.281 |  |  |  | 47.405 |  |  | The auxiliary load is minimal (1MW) and have been removed from the metering assessment when calculating the maximum generating output Fort Parkway, Heartlands, Birmingham, B24 9QT SP131903 | E_FDUN-1 |  |  |  | No | No | No | Metering Option (c) | No |  |  | No | [6 empty] | Yes
1 | HEART2 | T-4 | Capacity Auction | 2021 | Rolls-Royce Power Development Limited |  | Heartlands Power |  | 01173257001 | Michael.Strutt@Rolls-Royce.com | Distribution | Non CMRS | Existing Generating CMU | Gas | OCGT and Reciprocating Engines |  | Prequalified | Opt-In |  | 1 |  |  |  |  | 0 |  | 45.65 |  |  | 43.281 |  |  |  | 47.405 |  |  | The auxiliary load is minimal (1MW) and have been removed from the metering assessment when calculating the maximum generating output Fort Parkway, Heartlands, Birmingham, B24 9QT SP131902 | E_FDUN-1 |  |  |  | No | No | No | Metering Option (c) | No |  |  | No | [6 empty] | Yes
2 | HEL001 | T-4 | Capacity Auction | 2021 | Gas Generation Helen Street Limited |  | Gas Generation Helen Street 1 |  | 01778300888 | enquiries@larkpower.co.uk | Distribution | Non CMRS | New Build Generating CMU | Gas | OCGT and Reciprocating Engines (Fuel Type - Gas) |  | Conditionally Prequalified | Opt-In |  | 15 |  | Yes | Yes |  | 188670 | Yes | 19.9 |  |  | 18.867 |  |  |  | 18.867 |  |  | 10 gas reciprocating engines used for power generation, with associated infrastructure. LAND OFF HELEN STREET, GLASGOW, G52 1EE NS 550 644 | N/A |  |  |  | Yes | [13 empty] | Deferred
1 | HERT01 | T-4 | Capacity Auction | 2021 | Veolia UK Limited |  | Hertfordshire ERF | VEOLIA ENVIRONNEMENT SA | 02078125000 | uk.capacitymarket@veolia.com | Distribution | Non CMRS | New Build Generating CMU | Waste | Coal/biomass |  | Conditionally Prequalified | Opt-In |  | 15 |  | Yes | Yes |  | 310910 | Yes | 35.5 |  |  | 31.091 |  |  |  | 31.091 |  |  | Municipal Waste Incineration Plant located in Hoddesdon, Hertfordshire. It is based on two boilers supplying steam to a turbine-generator. 2 Ratty's Lane, Hoddesdon, Hertfordshire EN11 0RF TL 389 092 | N/A |  |  |  | Yes | [13 empty] | Deferred
2 | HHESS1 | T-4 | Capacity Auction | 2021 | Lightsource SPV 183 Limited |  | Hill Hall ESS | Lightsource Renewable Energy Holdings Limited | 07833096261 | tom.warwick@lightsource-re.com | Distribution | Non CMRS | New Build Generating CMU | Storage - Battery | Storage | Yes | Conditionally Prequalified | Opt-In |  | 15 |  | Yes | Yes |  | 28830 | Yes | 3 |  |  | 2.883 |  |  |  | 2.883 |  |  | The CMU consists of a battery energy storage system, physically co-located at the site of, but distinct from an existing solar PV generator. Hill Hall Solar Farm, Little Bardfield, Braintree, Essex, CM7 4SH TL 652 322 | N/A |  |  |  | Yes | [13 empty] | Deferred
1 | HILC03 | T-4 | Capacity Auction | 2021 | RYDBERG DEVELOPMENT COMPANY LIMITED |  | HILC03 | Hartree Partners Power Holdings (UK) Limited | 02072017134 | londonpoweroperations@hplp.com | Distribution | Non CMRS | New Build Generating CMU | Gas | OCGT and Reciprocating Engines (Fuel Type - Gas) |  | Conditionally Prequalified | Opt-In |  | 15 |  | Yes | Yes |  | 61630 | Yes | 6.5 |  |  | 6.163 |  |  |  | 6.163 |  |  | New build power station comprised of multiple reciprocating engines. Fordbridge Ln, Blackwell, Alfreton DE55 5NS SK 448 580 | N/A |  |  |  | Yes | [13 empty] | Deferred
2 | HILC04 | T-4 | Capacity Auction | 2021 | RYDBERG DEVELOPMENT COMPANY LIMITED |  | HILC04 | Hartree Partners Power Holdings (UK) Limited | 02072017134 | londonpoweroperations@hplp.com | Distribution | Non CMRS | New Build Generating CMU | Gas | OCGT and Reciprocating Engines (Fuel Type - Gas) |  | Conditionally Prequalified | Opt-In |  | 15 |  | Yes | Yes |  | 61630 | Yes | 6.5 |  |  | 6.163 |  |  |  | 6.163 |  |  | New build power station comprised of multiple reciprocating engines. Fordbridge Ln, Blackwell, Alfreton DE55 5NS SK 448 580 | N/A |  |  |  | Yes | [13 empty] | Deferred
1 | HILLH1 | T-4 | Capacity Auction | 2021 | HILLHOUSE BATTERY STORAGE LIMITED |  | Hillhouse Storage | VLC ENERGY LIMITED | 02074090700 | enquiries@vlcenergy.com | Distribution | Non CMRS | New Build Generating CMU | Storage - Battery | Storage | Yes | Conditionally Prequalified | Opt-In |  | 15 |  | Yes |  |  | 479590 | Yes | 49.9 |  |  | 47.959 |  |  |  | 47.959 |  |  | Lithium Ion battery storage system capable of importing, storing and exporting electricity. Land Adj To Electricity Sub Station Hiillhouse International Works Central Road Thornton-Cleveleys Lancashire, FY5 4QD SD 346 433 | N/A |  |  |  | Yes | [13 empty] | Deferred
2 | HLBA21 | T-4 | Capacity Auction | 2021 | Harmony HB Limited |  | HOLESBAY |  | 01423799109 | peter.kavanagh@harmonyenergy.co.uk | Distribution | Non CMRS | New Build Generating CMU | Storage - Battery | Storage | Yes | Conditionally Prequalified | Opt-In |  | 15 |  | Yes | Yes |  | 72080 | Yes | 7.5 |  |  | 7.208 |  |  |  | 7.208 |  |  | A 7.5MW Battery Energy Storage System Land at Sterte Avenue West, Poole, BH15 2AL SZ 007 918 | N/A |  |  |  | Yes | [13 empty] | Deferred
1 | HMaBPL | T-4 | Capacity Auction | 2021 | Houghton Main Bio Power Limited |  | Houghton Main Bio Power Limited |  | 01782384898 | info@cogenuk.com | Distribution | Non CMRS | New Build Generating CMU | Waste | Coal/biomass |  | Conditionally Prequalified | Opt-In |  | 15 |  | Yes | Yes |  | 229460 | Yes | 26.2 |  |  | 22.946 |  |  |  | 22.946 |  |  | Energy from Waste facility Houghton Main Colliery Park Spring Road Little Houghton Barnsley S71 5EX SE416064 | N/A |  |  |  | Yes | [13 empty] | Deferred
2 | HooBPL | T-4 | Capacity Auction | 2021 | Hooton Bio Power Limited |  | Hooton Bio Power Limited | EASTHAM BIO POWER LIMITED | 01782384898 | info@cogenuk.com | Distribution | Non CMRS | New Build Generating CMU | Waste | Coal/biomass |  | Conditionally Prequalified | Opt-In |  | 15 |  | Yes |  |  | 236470 | Yes | 27 |  |  | 23.647 |  |  |  | 24.085 |  |  | Energy from waste Facility North Road, Eastham, CH65 1AJ SJ373800 | N/A |  |  |  | Yes | [13 empty] | Deferred
1 | HP7-17 | T-4 | Capacity Auction | 2021 | EDF Energy Nuclear Generation Limited |  | Hinkley Point B Power Station CMU 7 | EDF Energy Holdings Limited | 01452653775 | EDFEnergyCMSecondaryTrading@edfenergy.com | Transmission | CMRS | Existing Generating CMU | Nuclear | Nuclear |  | Prequalified | Opt-In |  | 1 |  |  |  |  | 0 |  | 534.255 |  |  | 455.399 |  |  |  | 455.399 |  |  | Hinkley Point B Power Station CMU 7: [HP7-17] T_HINB-7 + (50% x T_HINB-D) EDF Energy, Hinkley Point B power station, Nr Bridgwater, Somerset, TA5 1UD ST 213 461 | 6003 |  |  |  | No |  |  |  | No | [9 empty] | No
2 | HP8-17 | T-4 | Capacity Auction | 2021 | EDF Energy Nuclear Generation Limited |  | Hinkley Point B Power Station CMU 8 | EDF Energy Holdings Limited | 01452653775 | EDFEnergyCMSecondaryTrading@edfenergy.com | Transmission | CMRS | Existing Generating CMU | Nuclear | Nuclear |  | Prequalified | Opt-In |  | 1 |  |  |  |  | 0 |  | 526.745 |  |  | 448.997 |  |  |  | 448.997 |  |  | Hinkley Point B Power Station CMU 8: [HP8-17] T_HINB-8 + (50% x T_HINB-D) EDF Energy, Hinkley Point B power station, Nr Bridgwater, Somerset, TA5 1UD ST 213 461 | 6003 |  |  |  | No |  |  |  | No | [9 empty] | No
1 | HPL_17 | T-4 | Capacity Auction | 2021 | Hirwaun Power Limited |  | Hirwaun Power OCGT | Drax Smart Generation HoldCo Limited | 01757618381 | CMsecondarytrading@drax.com | Transmission | CMRS | New Build Generating CMU | Gas | OCGT and Reciprocating Engines (Fuel Type - Gas) |  | Conditionally Prequalified | Opt-In |  | 15 |  | Yes |  |  | 2834820 |  | 299 |  |  | 283.482 |  |  |  | 283.482 |  |  | A new 299MW Open Cycle Gas Turbine peaking plant Units 1-4, Hirwaun Industrial Estate, Hirwaun, Aberdare, S Wales, CF44 9UY SN 938 061 | N/A |  |  |  | Yes | [13 empty] | Deferred
2 | HR1-17 | T-4 | Capacity Auction | 2021 | EDF Energy Nuclear Generation Limited |  | Hartlepool Power Station CMU 1 | EDF Energy Holdings Limited | 01452653775 | EDFEnergyCMSecondaryTrading@edfenergy.com | Transmission | CMRS | Existing Generating CMU | Nuclear | Nuclear |  | Prequalified | Opt-In |  | 1 |  |  |  |  | 0 |  | 610.457 |  |  | 520.354 |  |  |  | 520.354 |  |  | Hartlepool Power Station CMU 1: [HR1-17] T_HRTL-1 EDF Energy, Hartlepool power station, Tees Road, Hartlepool, TS25 2BZ NZ 530 270 | 6008 |  |  |  | No |  |  |  | No | [9 empty] | No
1 | HR2-17 | T-4 | Capacity Auction | 2021 | EDF Energy Nuclear Generation Limited |  | Hartlepool Power Station CMU 2 | EDF Energy Holdings Limited | 01452653775 | EDFEnergyCMSecondaryTrading@edfenergy.com | Transmission | CMRS | Existing Generating CMU | Nuclear | Nuclear |  | Prequalified | Opt-In |  | 1 |  |  |  |  | 0 |  | 613.887 |  |  | 523.277 |  |  |  | 523.277 |  |  | Hartlepool Power Station CMU 2: [HR2-17] T_HRTL-2 EDF Energy, Hartlepool power station, Tees Road, Hartlepool, TS25 2BZ NZ 530 270 | 6008 |  |  |  | No |  |  |  | No | [9 empty] | No
2 | HRT049 | T-4 | Capacity Auction | 2021 | Hartgen Limited |  | Hartgen |  | 07414744385 | justinrkilduff@gmail.com | Distribution | Non CMRS | New Build Generating CMU | Gas | OCGT and Reciprocating Engines (Fuel Type - Gas) |  | Conditionally Prequalified | Opt-In |  | 15 |  | Yes | Yes |  | 469310 | Yes | 49.5 |  |  | 46.931 |  |  |  | 46.931 |  |  | The proposed power plant would consist of a number new highly efficient gas fired generating units plus ancillary equipment. Each genset is based on advanced reciprocating engine technology. Land off Worset Lane, Hartlepool TS27, UK (nearest postcode TS27 3BQ) NZ 457 344 | n/a |  |  |  | Yes | [13 empty] | Deferred
1 | HS4010 | T-4 | Capacity Auction | 2021 | Archey Power Ltd |  | Crookham Common |  | 01675437777 | desk@greenfrogpower.co.uk | Distribution | CMRS | New Build Generating CMU | Gas | OCGT and Reciprocating Engines (Fuel Type - Gas) |  | Conditionally Prequalified | Opt-In |  | 15 |  | Yes | Yes |  | 180140 | Yes | 19 |  |  | 18.014 |  |  |  | 18.014 |  |  | Gas fired reciprocating engines. Crookham Common Road, Thatcham, RG19 8BR SU 538 652 | N/A |  |  |  | Yes | [13 empty] | Deferred
2 | HU7-17 | T-4 | Capacity Auction | 2021 | EDF Energy Nuclear Generation Limited |  | Hunterston B Power Station CMU 7 | EDF Energy Holdings Limited | 01452653775 | EDFEnergyCMSecondaryTrading@edfenergy.com | Transmission | CMRS | Existing Generating CMU | Nuclear | Nuclear |  | Prequalified | Opt-In |  | 1 |  |  |  |  | 0 |  | 509.493 |  |  | 434.292 |  |  |  | 434.292 |  |  | Hunterston B Power Station CMU 7: [HU7-17] T_HUNB-7 + (50% x T_HUNB-D) + (50% x E_HUNB-11S) EDF Energy, Hunterston B power station, West Kilbride, Ayrshire, KA23 9QX NS 185 515 | 8301, 8310 |  |  |  | No |  |  |  | No | [9 empty] | No
1 | HU8-17 | T-4 | Capacity Auction | 2021 | EDF Energy Nuclear Generation Limited |  | Hunterston B Power Station CMU 8 | EDF Energy Holdings Limited | 01452653775 | EDFEnergyCMSecondaryTrading@edfenergy.com | Transmission | CMRS | Existing Generating CMU | Nuclear | Nuclear |  | Prequalified | Opt-In |  | 1 |  |  |  |  | 0 |  | 510.507 |  |  | 435.156 |  |  |  | 435.156 |  |  | Hunterston B Power Station CMU 8: [HU8-17] T_HUNB-8 + (50% x T_HUNB-D) + (50% x E_HUNB-11S) EDF Energy, Hunterston B power station, West Kilbride, Ayrshire, KA23 9QX NS 185 515 | 8301, 8310 |  |  |  | No |  |  |  | No | [9 empty] | No
2 | HULL03 | T-4 | Capacity Auction | 2021 | Hull Reserve Power Limited |  | Hull Reserve Power | Pineywoods Power Limited | 02920547206 | matthew.tucker@welshpower.com | Distribution | Non CMRS | New Build Generating CMU | Gas | OCGT and Reciprocating Engines (Fuel Type - Gas) |  | Conditionally Prequalified | Opt-In |  | 15 |  | Yes | Yes |  | 197200 | Yes | 20.8 |  |  | 19.72 |  |  |  | 19.91 |  |  | 21 MW power plant comprising 11 gas reciprocating engines. Power plant will be connected to the local distribution network and local gas network. Land lying to the north west of Staithes Road, Hull, HU12 8DX TA 167 291 | N/A |  |  |  | Yes | [13 empty] | Deferred
1 | HUT111 | T-4 | Capacity Auction | 2021 | HUTHWAITE SOLAR FARM LIMITED |  | HUT111 | Benergy EOOD | 07772563765 | lyricenergy@gmail.com | Distribution | Non CMRS | New Build Generating CMU | Gas | OCGT and Reciprocating Engines (Fuel Type - Gas) |  | Conditionally Prequalified | Opt-In |  | 15 |  | Yes | Yes |  | 49900 | Yes | 5.263 |  |  | 4.99 |  |  |  | 4.99 |  |  | NEW BUILD GAS FUELLED GENERATION STATION TWINYARDS FARM HUTHWAITE LANE ALFRETON DE55 5HW SK 458 587 | N/A |  |  |  | Yes | [13 empty] | Deferred
2 | HY1117 | T-4 | Capacity Auction | 2021 | EDF Energy Nuclear Generation Limited |  | Heysham 1 Power Station CMU 1 | EDF Energy Holdings Limited | 01452653775 | EDFEnergyCMSecondaryTrading@edfenergy.com | Transmission | CMRS | Existing Generating CMU | Nuclear | Nuclear |  | Prequalified | Opt-In |  | 1 |  |  |  |  | 0 |  | 514.881 |  |  | 438.885 |  |  |  | 438.885 |  |  | Heysham 1 Power Station CMU 1: [HY1117] T_HEYM11 EDF Energy, Heysham 1 power station, Morecambe, Lancashire, LA3 2XF SD 400 598 | 6010 |  |  |  | No |  |  |  | No | [9 empty] | No
1 | HY1217 | T-4 | Capacity Auction | 2021 | EDF Energy Nuclear Generation Limited |  | Heysham 1 Power Station CMU 2 | EDF Energy Holdings Limited | 01452653775 | EDFEnergyCMSecondaryTrading@edfenergy.com | Transmission | CMRS | Existing Generating CMU | Nuclear | Nuclear |  | Prequalified | Opt-In |  | 1 |  |  |  |  | 0 |  | 595.712 |  |  | 507.785 |  |  |  | 507.785 |  |  | Heysham 1 Power Station CMU 2: [HY1217] T_HEYM12 EDF Energy, Heysham 1 power station, Morecambe, Lancashire, LA3 2XF SD 400 598 | 6010 |  |  |  | No |  |  |  | No | [9 empty] | No
2 | HY2717 | T-4 | Capacity Auction | 2021 | EDF Energy Nuclear Generation Limited |  | Heysham 2 Power Station CMU 7 | EDF Energy Holdings Limited | 01452653775 | EDFEnergyCMSecondaryTrading@edfenergy.com | Transmission | CMRS | Existing Generating CMU | Nuclear | Nuclear |  | Prequalified | Opt-In |  | 1 |  |  |  |  | 0 |  | 646.993 |  |  | 551.497 |  |  |  | 551.497 |  |  | Heysham 2 Power Station CMU 7: [HY2717] T_HEYM27 + (50% x T_HEYM2-D) EDF Energy, Heysham 2 power station, Morecambe, Lancashire, LA3 2XH SD 401 595 | 6012 |  |  |  | No |  |  |  | No | [9 empty] | No
1 | HY2817 | T-4 | Capacity Auction | 2021 | EDF Energy Nuclear Generation Limited |  | Heysham 2 Power Station CMU 8 | EDF Energy Holdings Limited | 01452653775 | EDFEnergyCMSecondaryTrading@edfenergy.com | Transmission | CMRS | Existing Generating CMU | Nuclear | Nuclear |  | Prequalified | Opt-In |  | 1 |  |  |  |  | 0 |  | 641.72 |  |  | 547.002 |  |  |  | 547.002 |  |  | Heysham 2 Power Station CMU 8: [HY2817] T_HEYM28 + (50% x T_HEYM2-D) EDF Energy, Heysham 2 power station, Morecambe, Lancashire, LA3 2XH SD 401 595 | 6012 |  |  |  | No |  |  |  | No | [9 empty] | No
2 | HYTB17 | T-4 | Capacity Auction | 2021 | RWE Cogen UK (Hythe) Limited |  | CMU_HYTHE-B | RWE Cogen UK Limited | 01793475217 | CapMarketSecondaryTrading@rwe.com | Distribution | CMRS | New Build Generating CMU | Gas | OCGT and Reciprocating Engines (Fuel Type - Gas) |  | Conditionally Prequalified | Opt-In |  | 15 |  | Yes |  |  | 49870 | Yes | 5.26 |  |  | 4.987 |  |  |  | 4.987 |  |  | Three (3) Reciprocating Gas Engines RWE Cogen UK (Hythe) Ltd Charleston Road Hardley Hythe Southampton SO45 3BP SU 435 057 | 7174 |  |  |  | Yes | [13 empty] | Deferred
1 | HYTH17 | T-4 | Capacity Auction | 2021 | RWE Cogen UK (Hythe) Limited |  | CMU_HYTHE | RWE Cogen UK Limited | 01793475217 | CapMarketSecondaryTrading@rwe.com | Distribution | CMRS | Existing Generating CMU | Gas | CCGT |  | Prequalified | Opt-In |  | 1 |  |  |  |  | 0 |  | 49.9 |  |  | 44.91 |  |  |  | 44.91 |  |  | Hythe Power Station - One (1) Gas Turbine, Two (2) Steam Turbines configured to operate in Combined Cycle Mode. RWE Cogen UK (Hythe) Ltd Charleston Road Hardley Hythe Southampton SO45 3BP SU 435 057 | 7174 |  |  |  | No | No | Yes |  | No | [9 empty] | No
2 | ICHP05 | T-4 | Capacity Auction | 2021 | VPI Immingham LLP |  | Immingham CHP | VPI Holding Limited | 02038375787 | EMR@vpi-i.com | Transmission | CMRS | Existing Generating CMU | Gas | CHP and autogeneration |  | Prequalified | Opt-In |  | 1 |  |  |  |  | 0 |  | 1320 |  |  | 1188 |  |  |  | 1188 |  |  | Gas CHP on South bank of river Humber providing electricity and industrial steam Rosper Road Immingham North Lincolnshire DN40 3DZ TA167171 | 7168 |  |  |  | No |  |  |  | No | [9 empty] | No
1 | IFA_17 | T-4 | Capacity Auction | 2021 | National Grid Interconnectors Limited |  | Interconnexion France Angleterre | National Grid Holdings One plc | 07773188332 | ifa@nationalgrid.com | Transmission | CMRS | Existing Interconnector CMU | Interconnector | IFA (France) |  | Prequalified | Opt-In |  | 1 |  |  |  |  | 0 |  | 2000 |  |  | 1260 |  |  |  | 1260 |  |  | Interconnexion France Angleterre (IFA) 2,000MW high voltage direct current link between the French and GB transmission systems. TR 082 382 | 1026 | [17 empty] | No
2 | IFA217 | T-4 | Capacity Auction | 2021 | National Grid IFA2 Limited |  | IFA2 | National Grid Interconnector Holdings Limited | 07540073320 | myles.goddin@nationalgrid.com | Transmission | CMRS | New Build Interconnector CMU | Interconnector | IFA2 (France) |  | Conditionally Prequalified | Opt-In |  | 1 |  | Yes |  |  | 7150000 | Yes | 1100 |  |  | 715 |  |  |  | 715 |  |  | 1,100MW electricity interconnector between GB and French transmission systems. IFA2 will use a High Voltage Direct Current (HVDC) cable for the connection between Great Britain and France. The electricity must be converted to and from HVDC and the High Voltage Alternating Current (HVAC) used in the domestic electricity transmission systems of Great Britain and France, and this requires a converter station in each country. Cables connect the converter station to a local substation, which transports the electricity onto the domestic network. SU 561 014 | N/A | [17 empty] | Deferred
1 | IFBS18 | T-4 | Capacity Auction | 2021 | SpectrumReserve3 Ltd |  | Inverkeithing Battery Storage Facility (aka Broomhall Battery Storage Facility) |  | 02082399917 | info@gridcodepower.com | Distribution | Non CMRS | New Build Generating CMU | Storage - Battery | Storage | Yes | Conditionally Prequalified | Opt-In |  | 15 |  | Yes | Yes |  | 287370 | Yes | 29.9 |  |  | 28.737 |  |  |  | 28.737 |  |  | The facility consists of a lithium Ion battery storage system capable of importing, storing and exporting electricity. It connects to SPEN’s 33kV distribution network at 33kV Inverkeithing Battery Storage Facility (aka Broomhall Battery Storage Facility) Land off the B981 (see uploaded map) just north of Burnside Industrial Estate near Inverkeithing KY11 1HT NT 131 839 | N/A |  |  |  | Yes | [13 empty] | Deferred
2 | IGCE17 | T-4 | Capacity Auction | 2021 | Coryton Energy Company, Ltd. |  | Coryton | INTERGEN (UK) LTD | 01316246767 | emc@intergen.com | Transmission | CMRS | Existing Generating CMU | Gas | CCGT |  | Prequalified | Opt-In |  | 1 |  |  |  |  | 0 |  | 782 |  |  | 703.8 |  |  |  | 703.8 |  |  | A CCGT station consisting of two Alstom GT26 gas turbines and a steam turbine and is based near Stanford-le-hope in Essex, England. Each turbine is individually metered with output being the total of all three turbines net of any auxillary load. The Manor Way, Stanford-le-Hope, Essex, SS17 9GN TQ 739 822 | MSID 7112 7113 7114 |  |  |  | No |  |  |  | No | [9 empty] | No
1 | IGGA17 | T-4 | Capacity Auction | 2021 | Gateway Energy Centre Limited |  | Gateway Energy Centre | INTERGEN (UK) LTD | 01316246767 | emc@intergen.com | Transmission | CMRS | New Build Generating CMU | Gas | CCGT |  | Conditionally Prequalified | Opt-In |  | 15 |  | Yes |  |  | 10953000 |  | 1217 |  |  | 1095.3 |  |  |  | 1095.3 |  |  | A new combined cycle power station comprising the latest technology gas turbine(s), heat recovery steam generator(s), steam turbine(s) and associated balance of plant. This will be constructed on brownfield land in Stanford-Le-Hope, Essex. Metering of output is Net of auxillary load. Corringham, Stanford-le-Hope, Essex SS17 9LP UK TQ 732 821 | N/A |  |  |  | No |  |  |  | No | [9 empty] | Deferred
2 | IGRK17 | T-4 | Capacity Auction | 2021 | Rocksavage Power Company, Ltd. |  | Rocksavage | INTERGEN (UK) LTD | 01316246767 | emc@intergen.com | Transmission | CMRS | Existing Generating CMU | Gas | CCGT |  | Prequalified | Opt-In |  | 1 |  |  |  |  | 0 |  | 830 |  |  | 747 |  |  |  | 747 |  |  | A CCGT station consisting of two Alstom GT26A gas turbines, with an Alstom heat recovery steam generator each that produces steam for one ABB steam turbine and is based near Runcorn in Cheshire. Metering of output is Net of auxillary load. Cow Hey Lane, Runcorn, Cheshire, WA7 4FZ SJ 517 800 | MSID7050 |  |  |  | No |  |  |  | No | [9 empty] | No
1 | IGSE17 | T-4 | Capacity Auction | 2021 | Spalding Energy Expansion Limited |  | Spalding Energy Expansion | INTERGEN (UK) LTD | 01316246767 | emc@intergen.com | Transmission | CMRS | New Build Generating CMU | Gas | CCGT |  | Conditionally Prequalified | Opt-In |  | 15 |  | Yes |  |  | 4770000 |  | 530 |  |  | 477 |  |  |  | 477 |  |  | A new combined cycle power station comprising gas turbine(s), heat recovery steam generator(s), steam turbine(s) and associated balance of plant. This will be constructed on brownfield land in Spalding, Lincolnshire. Metering of output is Net of auxillary load. West Marsh Road Spalding Lincolnshire PE11 2BB TF 257 244 | N/A |  |  |  | No |  |  |  | No | [9 empty] | Deferred
2 | IGSP17 | T-4 | Capacity Auction | 2021 | Spalding Energy Company, Ltd. |  | Spalding | INTERGEN (UK) LTD | 01316246767 | emc@intergen.com | Transmission | CMRS | Existing Generating CMU | Gas | CCGT |  | Prequalified | Opt-In |  | 1 |  |  |  |  | 0 |  | 903 |  |  | 812.7 |  |  |  | 812.7 |  |  | A CCGT station consisting of two General Electric 9FA+e gas turbines with two VOGT-NEM heat recovery steam generators and one Hitachi steam turbine and is based near Spalding in Lincolnshire. Each turbine is individually metered with output being the total of all three turbines net of any auxillary load. West Marsh Road, Spalding, Lincolnshire, PE11 2BB TF 259 244 | MSID7175 |  |  |  | No |  |  |  | No | [9 empty] | No
1 | IKEADD | T-4 | Capacity Auction | 2021 | Impact Power Limited |  | IKEA Doncaster DC | Bagnall Renewables Limited | 07981317465 | mclark@become-energy.com | Distribution | Non CMRS | New Build Generating CMU | Storage - Battery | Storage | Yes | Rejected | Opt-In |  | 15 |  |  |  |  | 0 |  | 0.75 |  |  | 0.721 |  |  |  | 0.721 |  |  | Behind-the-meter battery storage system at IKEA's Doncaster distribution centre Yorkshire Way, Armthorpe, Doncaster DN3 3GW SE 642 054 | 2300000743806 |  |  |  | Yes | [13 empty] | Deferred
2 | IKEALS | T-4 | Capacity Auction | 2021 | Impact Power Limited |  | IKEA Lakeside | Bagnall Renewables Limited | 07981317465 | mclark@become-energy.com | Distribution | Non CMRS | New Build Generating CMU | Storage - Battery | Storage | Yes | Rejected | Opt-In |  | 15 |  |  |  |  | 0 |  | 0.75 |  |  | 0.721 |  |  |  | 0.721 |  |  | Behind-the-meter battery storage system at IKEA Lakeside store. Lakeside Retail Park, Heron Way, West Thurrock RM20 3WJ TQ 588 780 | 1014573070487 |  |  |  | Yes | [13 empty] | Deferred
1 | IMMI03 | T-4 | Capacity Auction | 2021 | Immingham Power Limited |  | Immingham Power | Vaynol Power Limited | 02920547206 | matthew.tucker@welshpower.com | Distribution | Non CMRS | New Build Generating CMU | Gas | OCGT and Reciprocating Engines (Fuel Type - Gas) |  | Conditionally Prequalified | Opt-In |  | 15 |  | Yes | Yes |  | 149800 | Yes | 15.8 |  |  | 14.98 |  |  |  | 15.17 |  |  | 16 MW power plant comprising 8 x 2MW gas reciprocating engines. Power plant will be connected to the local distribution network and local gas network. Land at Queens Road, Immingham, DN40 1QR TA 206 149 | N/A |  |  |  | Yes | [13 empty] | Deferred
2 | INAW21 | T-4 | Capacity Auction | 2021 | SSE Generation Limited |  | Inverawe | SSE plc | 01738457343 | CMSecondaryTrading@sse.com | Distribution | Non CMRS | Existing Generating CMU | Hydro | Hydro |  | Prequalified | Opt-In |  | 1 |  |  |  |  | 0 |  | 25.013 |  |  | 21.991 |  |  |  | 21.991 |  |  | 1 x hydro turbine & synchronous generator Inverawe Power Station, Inverawe, by Taynuilt, Argyll, PA35 1HU NN016321 | 1700051733810 |  |  |  | No | No | Yes | Metering Option (a) | No |  |  | No | [6 empty] | No
1 | INEOS2 | T-4 | Capacity Auction | 2021 | INEOS Nitriles (UK) Ltd |  | INEOS Nitriles (UK) Ltd | INEOS European Holdings Limited | 00442380287000 | info@ineos.com | Distribution | Non CMRS | Existing Generating CMU | Gas | CHP and autogeneration |  | Prequalified | Opt-In |  | 1 |  |  |  |  | 0 |  | 51.148 |  |  | 46.033 |  |  |  | 46.033 |  |  | CHP - Auxillary load behind boundary meter - Location TS2 1UB INEOS Nitriles (UK) Limited Seal Sands, P.O. Box 62 Middlesbrough, Cleveland TS2 1UB NZ530236 | 1594001005774 & 1574000216135 |  |  |  | No | No | Yes | Metering Option (a) | No |  |  | No | [6 empty] | No
2 | INHY01 | T-4 | Capacity Auction | 2021 | INNOGY RENEWABLES UK LIMITED |  | Dolgarrog Battery Storage |  |  |  | Distribution | Non CMRS | New Build Generating CMU | Storage - Battery | Storage | Yes | Conditionally Prequalified | Opt-In |  | 15 |  | Yes | Yes |  | 47570 | Yes | 4.95 |  |  | 4.757 |  |  |  | 4.806 |  |  | A New Build 5 MW Battery Storage system Dolgarrog Power Station, Conway Rd, Dolgarrog, Conwy LL32 8QE SH 770 676 | N/A |  |  |  | Yes | [13 empty] | Deferred
1 | INO100 | T-4 | Capacity Auction | 2021 | INOVYN ChlorVinyls Limited |  | INOVYN1 | Inovyn Limited | 01928516645 | shaun.maher@inovyn.com | Distribution | Non CMRS | Existing Generating CMU | Gas | CHP and autogeneration |  | Rejected | Opt-In |  | 1 |  |  |  |  | 0 |  | 5.575 |  |  | 5.093 |  |  |  | 9.087 |  |  | This is an existing CHP Newton Aycliffe CO Durham DL5 6EA NZ 268 238 | N/A |  |  |  | No | No | No | Metering Option (b) | No | No |  |  |  | Yes |  | n/a | Yes |  | Yes
X | INO100-Component |  |  |  | INOVYN ChlorVinyls Limited | [9 empty] | CHP and autogeneration | [21 empty] | This is an existing CHP Newton Aycliffe CO Durham DL5 6EA NZ 268 238
X | INO100-Component |  |  |  | INOVYN ChlorVinyls Limited | [9 empty] | OCGT and Reciprocating Engines (Fuel Type - Gas) | [21 empty] | Existing Gas Engine Newton Aycliffe CO Durham DL5 6EA NZ 268 238
2 | INON01 | T-4 | Capacity Auction | 2021 | INNOGY RENEWABLES UK LIMITED |  | Glen Kyllachy Wind Farm |  |  |  | Transmission | CMRS | New Build Generating CMU | Hydro | Hydro |  | Conditionally Prequalified | Opt-In |  | 15 |  | Yes |  |  | 422020 |  | 48 |  |  | 42.202 |  |  |  | 43.96 |  |  | 20 wind turbines forming an Onshore wind farm. Farr and Glenkyllachy Estate, Inverness-shire. NH 735 275 | NA |  |  |  | Yes | [13 empty] | Deferred
1 | IPSW-2 | T-4 | Capacity Auction | 2021 | Equivalence Energy Limited |  | Ipswich 2 |  | 02037099755 | phil.stephens@plutuspowergen.com | Distribution | Non CMRS | New Build Generating CMU | Bio-fuel | OCGT and Reciprocating Engines |  | Conditionally Prequalified | Opt-In |  | 15 |  | Yes |  |  | 189620 |  | 20 |  |  | 18.962 |  |  |  | 18.962 |  |  | Renewable green diesel fuelled generators, connected to the distrbution network at 132KV, metered using a standard half-hour (COP2) meter at the distrbution network boundary with no auxilliary load on site. EDF Land, Cliff Quay, Ipswich Docks, Suffolk TM 169 423 | N/A |  |  |  | Yes | [13 empty] | Deferred
2 | IQ_174 | T-4 | Capacity Auction | 2021 | Indian Queens Power Limited |  | Indian Queens | International Power IQ Limited | 02073208964 | originationteam.uk@engie.com | Transmission | CMRS | Existing Generating CMU | Diesel | OCGT and Reciprocating Engines (Fuel Type - Diesel) |  | Prequalified | Opt-In |  | 1 |  |  |  |  | 0 |  | 140 |  |  | 132.734 |  |  |  | 132.734 |  |  | Indian Queens Power Station Indian Queens Power Station St. Dennis St. Austell PL26 8BY SW940591 | 7048 |  |  |  | No |  |  |  | No | [9 empty] | No
1 | IR4011 | T-4 | Capacity Auction | 2021 | Archey Power Ltd |  | Hayfield Road |  | 01675437777 | desk@greenfrogpower.co.uk | Distribution | CMRS | New Build Generating CMU | Gas | OCGT and Reciprocating Engines (Fuel Type - Gas) |  | Conditionally Prequalified | Opt-In |  | 15 |  | Yes | Yes |  | 189620 | Yes | 20 |  |  | 18.962 |  |  |  | 18.962 |  |  | Gas fired reciprocating engines. Hayfield Road, Chapel-en-le-Frith, SK23 0RE See attached location note SK 056 813 | N/A |  |  |  | Yes | [13 empty] | Deferred
2 | IRWE03 | T-4 | Capacity Auction | 2021 | Irwell Power Limited |  | Irwell Power | Teralba Power Limited | 02920547206 | matthew.tucker@welshpower.com | Distribution | Non CMRS | New Build Generating CMU | Gas | OCGT and Reciprocating Engines (Fuel Type - Gas) |  | Conditionally Prequalified | Opt-In |  | 15 |  | Yes | Yes |  | 149800 | Yes | 15.8 |  |  | 14.98 |  |  |  | 15.17 |  |  | 16 MW power plant comprising 8 x 2MW gas reciprocating engines. Power plant will be connected to the local distribution network and local gas network. Unit 28,29,30, Peel Mills Industrial Estate, Chamberhall Street, Bury BL9 0LU SD 803 116 | N/A |  |  |  | Yes | [13 empty] | Deferred
1 | JFIE21 | T-4 | Capacity Auction | 2021 | Harmony JF Limited |  | JAMESFIELD |  | 01423799109 | peter.kavanagh@harmonyenergy.co.uk | Distribution | Non CMRS | New Build Generating CMU | Storage - Battery | Storage | Yes | Conditionally Prequalified | Opt-In |  | 15 |  | Yes | Yes |  | 288330 | Yes | 30 |  |  | 28.833 |  |  |  | 28.833 |  |  | A new build 30MW battery energy storage system Land North East of Jamesfield Organic Centre, Newburgh, KY14 6EW NO 202 173 | N/A |  |  |  | Yes | [13 empty] | Deferred
2 | JQ4012 | T-4 | Capacity Auction | 2021 | Marsh Energy Limited |  | Cottingham A |  | 01675437777 | desk@greenfrogpower.co.uk | Distribution | CMRS | New Build Generating CMU | Gas | OCGT and Reciprocating Engines (Fuel Type - Gas) |  | Conditionally Prequalified | Opt-In |  | 15 |  | Yes | Yes |  | 196110 | Yes | 20.685 |  |  | 19.611 |  |  |  | 19.611 |  |  | Gas fired reciprocating engines. Land to the north of A1079, Cottingham, HU17 0RP See attached location note TA 048 357 | N/A |  |  |  | Yes | [13 empty] | Deferred
1 | JQ4013 | T-4 | Capacity Auction | 2021 | Marsh Energy Limited |  | Cottingham B |  | 01675437777 | desk@greenfrogpower.co.uk | Distribution | CMRS | New Build Generating CMU | Gas | OCGT and Reciprocating Engines (Fuel Type - Gas) |  | Conditionally Prequalified | Opt-In |  | 15 |  | Yes | Yes |  | 183040 | Yes | 19.306 |  |  | 18.304 |  |  |  | 18.304 |  |  | Gas fired reciprocating engines. Land to the north of A1079, Cottingham, HU17 0RP See attached location note TA 048 357 | N/A |  |  |  | Yes | [13 empty] | Deferred
2 | JUNO21 | T-4 | Capacity Auction | 2021 | P3P Energy Management Selby Limited |  | Selby Energy Centre | P3P Partners LLP | 0236676200 | invoices@p3ppartners.com | Distribution | Non CMRS | New Build Generating CMU | Gas | CHP and autogeneration |  | Conditionally Prequalified | Opt-In |  | 15 |  | Yes | Yes |  | 90000 | Yes | 10 |  |  | 9 |  |  |  | 9 |  |  | The CMU component will have a connection capacity of 10MW. Gas-fired reciprocating engine will be the technology used. There will be a parasitic load of 160kW. P3P Brigg Lane Limited, Brigg Lane, Camblesforth, Selby, Yorkshire, YO88HD SE 656 262 | N/A |  |  |  | Yes | [13 empty] | Deferred
1 | KEA221 | T-4 | Capacity Auction | 2021 | Keadby Generation Limited |  | Keadby 2 | SSE Generation Limited | 01738457343 | CMSecondaryTrading@sse.com | Transmission | CMRS | New Build Generating CMU | Gas | CCGT |  | Conditionally Prequalified | Opt-In |  | 15 |  | Yes |  |  | 7668000 |  | 852 |  |  | 766.8 |  |  |  | 766.8 |  |  | Single combined cycle gas turbine with supplementary firing Keadby Power Station, Keadby, Trentside, Scunthorpe, DN17 3EF SE 827 116 | N/A |  |  |  | Yes | [13 empty] | Deferred
2 | KEAD21 | T-4 | Capacity Auction | 2021 | Keadby Generation Limited |  | Keadby 1 and GT3 | SSE Generation Limited | 01738457343 | CMSecondaryTrading@sse.com | Transmission | CMRS | Existing Generating CMU | Gas | CCGT |  | Prequalified | Opt-In |  | 1 |  |  |  |  | 0 |  | 794 |  |  | 716.043 |  |  |  | 716.043 |  |  | Keadby 1 CCGT Keadby Power Station, Trentside, Scunthorpe, North Lincolnshire, DN17 3EF SE828116 | 7028 - 7029 |  |  |  | No |  |  |  | No | [9 empty] | No
X | KEAD21-Component |  |  |  | Keadby Generation Limited | [9 empty] | OCGT and Reciprocating Engines (Fuel Type - Gas) | [21 empty] | Keadby GT3 Keadby Power Station, Trentside, Scunthorpe, North Lincolnshire, DN17 3EF SE828116
1 | Keel01 | T-4 | Capacity Auction | 2021 | Letsbuild Limited |  | Keel One | Element Power Ireland Renewable Energy Limited | 00353212427786 | keelman@elpower.com | Transmission | CMRS | New Build Generating CMU | Storage - Battery | Storage | Yes | Conditionally Prequalified | Opt-In |  | 15 |  | Yes |  |  | 240280 | Yes | 25 |  |  | 24.028 |  |  |  | 24.028 |  |  | Battery storage with potential standby generation Newburn Industrial Estate Shelley Road Newcastle upon Tyne NE15 9RT NZ 175 648 | N/A |  |  |  | Yes | [13 empty] | Deferred
2 | KEND03 | T-4 | Capacity Auction | 2021 | RYDBERG DEVELOPMENT COMPANY LIMITED |  | KEND03 | Hartree Partners Power Holdings (UK) Limited | 02072017134 | londonpoweroperations@hplp.com | Distribution | Non CMRS | New Build Generating CMU | Gas | OCGT and Reciprocating Engines (Fuel Type - Gas) |  | Conditionally Prequalified | Opt-In |  | 15 |  | Yes |  |  | 56890 |  | 6 |  |  | 5.689 |  |  |  | 5.689 |  |  | New build power station comprised of multiple reciprocating engines. Unit D, Kendale Rd, Scunthorpe DN16 1DT SE 911 096 | N/A |  |  |  | Yes | [13 empty] | Deferred
1 | KEND04 | T-4 | Capacity Auction | 2021 | RYDBERG DEVELOPMENT COMPANY LIMITED |  | KEND04 | Hartree Partners Power Holdings (UK) Limited | 02072017134 | londonpoweroperations@hplp.com | Distribution | Non CMRS | New Build Generating CMU | Gas | OCGT and Reciprocating Engines (Fuel Type - Gas) |  | Conditionally Prequalified | Opt-In |  | 15 |  | Yes |  |  | 56890 |  | 6 |  |  | 5.689 |  |  |  | 5.689 |  |  | New build power station comprised of multiple reciprocating engines. Unit D, Kendale Rd, Scunthorpe DN16 1DT SE 911 096 | N/A |  |  |  | Yes | [13 empty] | Deferred
2 | KEND05 | T-4 | Capacity Auction | 2021 | RYDBERG DEVELOPMENT COMPANY LIMITED |  | KEND05 | Hartree Partners Power Holdings (UK) Limited | 02072017134 | londonpoweroperations@hplp.com | Distribution | Non CMRS | New Build Generating CMU | Gas | OCGT and Reciprocating Engines (Fuel Type - Gas) |  | Conditionally Prequalified | Opt-In |  | 15 |  | Yes |  |  | 37920 |  | 4 |  |  | 3.792 |  |  |  | 3.792 |  |  | New build power station comprised of multiple reciprocating engines. Unit D, Kendale Rd, Scunthorpe DN16 1DT SE 911 096 | N/A |  |  |  | Yes | [13 empty] | Deferred
1 | KEND06 | T-4 | Capacity Auction | 2021 | RYDBERG DEVELOPMENT COMPANY LIMITED |  | KEND06 | Hartree Partners Power Holdings (UK) Limited | 02072017134 | londonpoweroperations@hplp.com | Distribution | Non CMRS | New Build Generating CMU | Gas | OCGT and Reciprocating Engines (Fuel Type - Gas) |  | Conditionally Prequalified | Opt-In |  | 15 |  | Yes |  |  | 37920 |  | 4 |  |  | 3.792 |  |  |  | 3.792 |  |  | New build power station comprised of multiple reciprocating engines. Unit D, Kendale Rd, Scunthorpe DN16 1DT SE 911 096 | N/A |  |  |  | Yes | [13 empty] | Deferred
2 | KENN01 | T-4 | Capacity Auction | 2021 | Less Waste Limited |  | Kenninghall Energy Storage |  | 01775720930 | matthew.hicks@inchoo.org.uk | Distribution | Non CMRS | New Build Generating CMU | Storage - Battery | Storage | Yes | Conditionally Prequalified | Opt-In |  | 15 |  | Yes | Yes |  | 57670 | Yes | 6 |  |  | 5.767 |  |  |  | 5.767 |  |  | Energy storage system providing capacity market, dynamic FFR and other balancing services. Garboldisham Road Norwich NR16 2EH TM031856 | N/A |  |  |  | Yes | [13 empty] | Deferred
1 | KEYDT1 | T-4 | Capacity Auction | 2021 | Keystone Power Limited |  | KEYDT1 2MW storage |  | 02077492400 | CM@levelenergy.co.uk | Distribution | Non CMRS | New Build Generating CMU | Storage - Battery | Storage | Yes | Rejected | Opt-In |  | 15 |  |  |  |  | 0 |  | 2 |  |  | 1.922 |  |  |  | 1.922 |  |  | Storage facility STOR no.1 site, Ernesettle Road, PLymouth PL2 5TT SX 446 601 | N/A |  |  |  | Yes | [13 empty] | Deferred
2 | KEYDT2 | T-4 | Capacity Auction | 2021 | Keystone Power Limited |  | KEYDT2 18MW storage |  | 02077492400 | CM@levelenergy.co.uk | Distribution | Non CMRS | New Build Generating CMU | Storage - Battery | Storage | Yes | Rejected | Opt-In |  | 15 |  |  |  |  | 0 |  | 18 |  |  | 17.3 |  |  |  | 17.3 |  |  | Storage facility STOR no.1 site, Ernesettle Road, PLymouth PL2 5TT SX 446 601 | N/A |  |  |  | Yes | [13 empty] | Deferred
1 | KILBU1 | T-4 | Capacity Auction | 2021 | KILBUCK LANE FLEXI LIMITED |  | Kilbuck Lane Gas | Low Carbon Flexible Generation Limited | 02074090700 | enquiries@lowcarbon.com | Distribution | Non CMRS | New Build Generating CMU | Gas | OCGT and Reciprocating Engines |  | Conditionally Prequalified | Opt-In |  | 15 |  | Yes | Yes |  | 199100 | Yes | 21 |  |  | 19.91 |  |  |  | 19.91 |  |  | Gas engine system capable of exporting electricity. Land adjacent to Haydock Cross Industrial Estate Kilbuck Lane Haydock WA11 9SR SJ 573 978 | N/A |  |  |  | Yes | [13 empty] | Deferred
2 | KILH01 | T-4 | Capacity Auction | 2021 | Uniper Global Commodities SE | Applications and Correspondence on behalf of UGC SE | Killingholme Module 1 (GCA) | Uniper Holding GmbH | 01213294545 | UniperUK.PowerTrading@uniper.energy | Transmission | CMRS | Existing Generating CMU | Gas | OCGT and Reciprocating Engines (Fuel Type - Gas) |  | Prequalified | Opt-In |  | 1 |  |  |  |  | 0 |  | 311 |  |  | 294.859 |  |  |  | 294.859 |  |  | Killingholme Module 1 converted to open cycle operation please see letter uploaded in metering section that explains determination of three highest HH periods Chase Hill Road Killingholme North Lincolnshire DN40 3LU TA 154 190 | 5022 |  |  |  | No |  |  |  | No | [9 empty] | No
1 | KILH02 | T-4 | Capacity Auction | 2021 | Uniper Global Commodities SE | Applications and Correspondence on behalf of UGC SE | Killingholme Module 2 (GCA) | Uniper Holding GmbH | 01213294545 | UniperUK.PowerTrading@uniper.energy | Transmission | CMRS | Existing Generating CMU | Gas | OCGT and Reciprocating Engines (Fuel Type - Gas) |  | Prequalified | Opt-In |  | 1 |  |  |  |  | 0 |  | 311 |  |  | 294.859 |  |  |  | 294.859 |  |  | Killingholme Module 2 converted to open cycle operation please see letter uploaded to metering section that explains determination of three highest HH Chase Hill Road Killingholme North Lincolnshire DN40 3LU TA 154 190 | 5022 |  |  |  | No |  |  |  | No | [9 empty] | No
2 | KILN03 | T-4 | Capacity Auction | 2021 | Kiln Power Limited |  | Kiln Power | Angaston Power Limited | 02920547206 | matthew.tucker@welshpower.com | Distribution | Non CMRS | New Build Generating CMU | Gas | OCGT and Reciprocating Engines (Fuel Type - Gas) |  | Conditionally Prequalified | Opt-In |  | 15 |  | Yes | Yes |  | 149800 | Yes | 15.8 |  |  | 14.98 |  |  |  | 15.17 |  |  | 16 MW power plant comprising 8 x 2MW gas reciprocating engines. Power plant will be connected to the local distribution network and local gas network. Unit 6, Lime Kilns Business Park, Hinckley LE10 3EL SP 414 926 | N/A |  |  |  | Yes | [13 empty] | Deferred
1 | KING04 | T-4 | Capacity Auction | 2021 | Kingsmoor Power Limited |  | KING04 | Hartree Partners Power Holdings (UK) Limited | 02072017134 | londonpoweroperations@hplp.com | Distribution | Non CMRS | New Build Generating CMU | Gas | OCGT and Reciprocating Engines (Fuel Type - Gas) |  | Conditionally Prequalified | Opt-In |  | 15 |  | Yes |  |  | 54990 |  | 5.8 |  |  | 5.499 |  |  |  | 5.499 |  |  | New Build power station consisting of multiple reciprocating engines Plot 3a Dukes Drive, Kingmoor Park, CA6 4SL NY 385 599 | N/A |  |  |  | Yes | [13 empty] | Deferred
2 | KINW01 | T-4 | Capacity Auction | 2021 | RYDBERG DEVELOPMENT COMPANY LIMITED |  | KINW01 | Hartree Partners Power Holdings (UK) Limited | 02072017134 | londonpoweroperations@hplp.com | Distribution | Non CMRS | New Build Generating CMU | Gas | OCGT and Reciprocating Engines (Fuel Type - Gas) |  | Conditionally Prequalified | Opt-In |  | 15 |  | Yes | Yes |  | 56890 | Yes | 6 |  |  | 5.689 |  |  |  | 5.689 |  |  | New build power station comprised of multiple reciprocating engines. Dunsinane Avenue, Dunsinane Estate, Dundee, DD2 3QF NO 382 323 | N/A |  |  |  | Yes | [13 empty] | Deferred
1 | KIWI70 | T-4 | Capacity Auction | 2021 | KiWi Power Ltd |  | CMU - Unproven DSR KIWI70 |  |  |  | Distribution | Non CMRS | Unproven DSR CMU | DSR | DSR |  | Conditionally Prequalified | Opt-In |  | 1 | Yes |  |  |  | 0 |  | 18.416 |  |  | 15 |  |  |  | 15.9 |  |  | Processing station installed on site will provide real time consumption data for the site which will be recorded and aggregated with readings from the rest of the CMU components. To be determined 0 | N/A |  |  |  | Yes | [13 empty] | Deferred
2 | KIWI71 | T-4 | Capacity Auction | 2021 | KiWi Power Ltd |  | CMU -Unproven DSR KIWI71 |  |  |  | Distribution | Non CMRS | Unproven DSR CMU | DSR | DSR |  | Conditionally Prequalified | Opt-In |  | 1 | Yes |  |  |  | 0 |  | 28.775 |  |  | 24.844 |  |  |  | 24.844 |  |  | Processing station installed on site will provide real time consumption data for the site which will be recorded and aggregated with readings from the rest of the CMU components. To be determined 0 | N/A |  |  |  | Yes | [13 empty] | Deferred
1 | KIWI73 | T-4 | Capacity Auction | 2021 | KiWi Power Ltd |  | CMU - Unproven DSR KIWI73 |  |  |  | Distribution | Non CMRS | Unproven DSR CMU | DSR | DSR |  | Conditionally Prequalified | Opt-In |  | 1 | Yes |  |  |  | 0 |  | 11.51 |  |  | 9.938 |  |  |  | 9.938 |  |  | Processing station installed on site will provide real time consumption data for the site which will be recorded and aggregated with readings from the rest of the CMU components. To be determined 0 | N/A |  |  |  | Yes | [13 empty] | Deferred
2 | KIWI74 | T-4 | Capacity Auction | 2021 | KiWi Power Ltd |  | CMU - Unproven DSR KIWI74 |  |  |  | Distribution | Non CMRS | Unproven DSR CMU | DSR | DSR |  | Conditionally Prequalified | Opt-In |  | 1 | Yes |  |  |  | 0 |  | 34.53 |  |  | 29.813 |  |  |  | 3.626 |  |  | Commercial printers Hollinwood Avenue Chadderton OL9 8EP SD 901 026 | 1620000588310, 1620000588296, 1620000588320, 1620000588301 |  |  |  | Yes | [13 empty] | Deferred
1 | KIWI75 | T-4 | Capacity Auction | 2021 | KiWi Power Ltd |  | CMU - Unproven KIWI75 |  |  |  | Distribution | Non CMRS | Unproven DSR CMU | DSR | DSR |  | Conditionally Prequalified | Opt-In |  | 1 | Yes |  |  |  | 0 |  | 34.53 |  |  | 29.813 |  |  |  | 29.813 |  |  | Processing station installed on site will provide real time consumption data for the site which will be recorded and aggregated with readings from the rest of the CMU components. To be determined 0 | N/A |  |  |  | Yes | [13 empty] | Deferred
2 | KIWI76 | T-4 | Capacity Auction | 2021 | KiWi Power Ltd |  | CMU - Unproven DSR KIWI76 |  |  |  | Distribution | Non CMRS | Unproven DSR CMU | DSR | DSR |  | Conditionally Prequalified | Opt-In |  | 1 | Yes |  |  |  | 84470 |  | 19.567 |  |  | 16.894 |  |  |  | 1.036 |  |  | Water treatment centre Black Rock Pumping Station, Windwhistle Rd, Weston-super-Mare BS23 4PD ST 321 591 | 2200030347802, 2200040203188 |  |  |  | Yes | [13 empty] | Deferred
1 | KIWI78 | T-4 | Capacity Auction | 2021 | KiWi Power Ltd |  | CMU - Unproven DSR KIWI78 |  |  |  | Distribution | Non CMRS | Unproven DSR CMU | DSR | DSR |  | Conditionally Prequalified | Opt-In |  | 1 | Yes |  |  |  | 0 |  | 13.812 |  |  | 11.925 |  |  |  | 11.925 |  |  | Processing station installed on site will provide real time consumption data for the site which will be recorded and aggregated with readings from the rest of the CMU components. To be determined 0 | N/A |  |  |  | Yes | [13 empty] | Deferred
2 | KIWI83 | T-4 | Capacity Auction | 2021 | KiWi Power Ltd |  | CMU - Unproven DSR KIWI83 |  |  |  | Distribution | Non CMRS | Unproven DSR CMU | DSR | DSR |  | Conditionally Prequalified | Opt-In |  | 1 | Yes |  |  |  | 0 |  | 34.53 |  |  | 29.813 |  |  |  | 29.813 |  |  | Processing station installed on site will provide real time consumption data for the site which will be recorded and aggregated with readings from the rest of the CMU components. To be determined 0 | N/A |  |  |  | Yes | [13 empty] | Deferred
1 | KIWI84 | T-4 | Capacity Auction | 2021 | KiWi Power Ltd |  | CMU - Unproven DSR KIWI84 |  |  |  | Distribution | Non CMRS | Unproven DSR CMU | DSR | DSR |  | Conditionally Prequalified | Opt-In |  | 1 | Yes |  |  |  | 0 |  | 34.53 |  |  | 29.813 |  |  |  | 29.813 |  |  | Processing station installed on site will provide real time consumption data for the site which will be recorded and aggregated with readings from the rest of the CMU components. To be determined 0 | N/A |  |  |  | Yes | [13 empty] | Deferred
2 | KIWI87 | T-4 | Capacity Auction | 2021 | KiWi Power Ltd |  | CMU - Unproven DSR KIWI87 |  |  |  | Distribution | Non CMRS | Unproven DSR CMU | DSR | DSR |  | Conditionally Prequalified | Opt-In |  | 1 | Yes |  |  |  | 0 |  | 23.02 |  |  | 19.875 |  |  |  | 19.875 |  |  | Processing station installed on site will provide real time consumption data for the site which will be recorded and aggregated with readings from the rest of the CMU components. To be determined 0 | N/A |  |  |  | Yes | [13 empty] | Deferred
1 | KIWI88 | T-4 | Capacity Auction | 2021 | KiWi Power Ltd |  | CMU - Unproven DSR KIWI88 |  |  |  | Distribution | Non CMRS | Unproven DSR CMU | DSR | DSR |  | Conditionally Prequalified | Opt-In |  | 1 | Yes |  |  |  | 0 |  | 13.812 |  |  | 11.925 |  |  |  | 11.925 |  |  | Processing station installed on site will provide real time consumption data for the site which will be recorded and aggregated with readings from the rest of the CMU components. To be determined 0 | N/A |  |  |  | Yes | [13 empty] | Deferred
2 | KLYN-B | T-4 | Capacity Auction | 2021 | EP UK Power Development Ltd |  | King's Lynn B | EP UK Investments Ltd | 02038264900 | capacitymarket@epuki.co.uk | Transmission | CMRS | New Build Generating CMU | Gas | CCGT |  | Conditionally Prequalified | Opt-In |  | 15 |  | Yes |  |  | 7596000 |  | 844 |  |  | 759.6 |  |  |  | 759.6 |  |  | New build Combined Cycle Gas Turbine unit G1 at King's Lynn B. King's Lynn B Power Station, Willow Road, Willows Business Park, King’s Lynn, PE34 3RD, Norfolk TF609172 | N/A |  |  |  | Yes | [13 empty] | Deferred
1 | KNOT01 | T-4 | Capacity Auction | 2021 | Knottingley Power Limited | ESB Independent Generation Trading Limited | Knottingley Unit 1 | ESB Electricity Supply Board | 0035317026540 | portfoliomanagement1@esb.ie | Transmission | CMRS | New Build Generating CMU | Gas | CCGT |  | Conditionally Prequalified | Opt-In |  | 15 |  | Yes |  |  | 7461000 |  | 829 |  |  | 746.1 |  |  |  | 746.1 |  |  | Knottingley Unit 1 is a combined cycle gas turbine generating unit Knottingley Power Limited Knottingley CCGT Power Station Common Lane Knottingley West Yorkshire WF11 8DA SE 513 234 | n/a |  |  |  | Yes | [13 empty] | Deferred
2 | KNOT02 | T-4 | Capacity Auction | 2021 | Knottingley Power Limited | ESB Independent Generation Trading Limited | Knottingley Unit 2 | ESB Electricity Supply Board | 0035317026540 | portfoliomanagement1@esb.ie | Transmission | CMRS | New Build Generating CMU | Gas | CCGT |  | Conditionally Prequalified | Opt-In |  | 15 |  | Yes |  |  | 7461000 |  | 829 |  |  | 746.1 |  |  |  | 746.1 |  |  | Knottingly Unit 2 is a combined cycle gas turbine generating unit Knottingley Power Limited Knottingley CCGT Power Station Common Lane Knottingley West Yorkshire WF11 8DA SE 513 234 | n/a |  |  |  | Yes | [13 empty] | Deferred
1 | KP4014 | T-4 | Capacity Auction | 2021 | Marsh Energy Limited |  | Brenda Road A |  | 01675437777 | desk@greenfrogpower.co.uk | Distribution | CMRS | New Build Generating CMU | Gas | OCGT and Reciprocating Engines (Fuel Type - Gas) |  | Conditionally Prequalified | Opt-In |  | 15 |  | Yes | Yes |  | 196050 | Yes | 20.678 |  |  | 19.605 |  |  |  | 19.605 |  |  | Gas fired reciprocating engines. 525 Brenda Rd, Hartlepool TS25 1HT NZ 512 302 | N/A |  |  |  | Yes | [13 empty] | Deferred
2 | KP4015 | T-4 | Capacity Auction | 2021 | Marsh Energy Limited |  | Brenda Road B |  | 01675437777 | desk@greenfrogpower.co.uk | Distribution | CMRS | New Build Generating CMU | Gas | OCGT and Reciprocating Engines (Fuel Type - Gas) |  | Conditionally Prequalified | Opt-In |  | 15 |  | Yes | Yes |  | 182040 | Yes | 19.201 |  |  | 18.204 |  |  |  | 18.204 |  |  | Gas fired reciprocating engines. 525 Brenda Rd, Hartlepool TS25 1HT NZ 512 302 | N/A |  |  |  | Yes | [13 empty] | Deferred
1 | KPB001 | T-4 | Capacity Auction | 2021 | KiWi Power Ltd |  | KPB001 |  |  |  | Distribution | Non CMRS | New Build Generating CMU | Storage - Battery | Storage | Yes | Rejected | Opt-In |  | 15 |  |  |  |  | 0 |  | 2 |  |  | 1.922 |  |  |  | 1.922 |  |  | 2MW BESS Tamerton Road, Roborough, A386, Plymouth PL6 7BQ SX 502 629 | N/A |  |  |  | Yes | [13 empty] | Deferred
2 | KPB002 | T-4 | Capacity Auction | 2021 | KiWi Power Ltd |  | KPB002 |  |  |  | Distribution | Non CMRS | New Build Generating CMU | Storage - Battery | Storage | Yes | Rejected | Opt-In |  | 15 |  |  |  |  | 0 |  | 4 |  |  | 3.844 |  |  |  | 3.844 |  |  | 4MW BESS The Research Centre, Parc Stormy, Stormydown, Bridgend, CF33 4RS SS 841 805 | N/A |  |  |  | Yes | [13 empty] | Deferred
1 | KPB003 | T-4 | Capacity Auction | 2021 | KiWi Power Ltd |  | KPB003 |  |  |  | Distribution | Non CMRS | New Build Generating CMU | Storage - Battery | Storage | Yes | Rejected | Opt-In |  | 15 |  |  |  |  | 0 |  | 2 |  |  | 1.922 |  |  |  | 1.922 |  |  | 2MW BESS Borland Ave, Carlisle CA1 2TL NY 420 551 | N/A |  |  |  | Yes | [13 empty] | Deferred
2 | KPDR01 | T-4 | Capacity Auction | 2021 | KiWi Power Ltd |  | CMU - Unproven DSR KPDR01 |  |  |  | Distribution | Non CMRS | Unproven DSR CMU | DSR | DSR |  | Conditionally Prequalified | Opt-In |  | 1 | Yes |  |  |  | 79500 |  | 18.416 |  |  | 15.9 |  |  |  | 15.9 |  |  | Processing station installed on site will provide real time consumption data for the site which will be recorded and aggregated with readings from the rest of the CMU components. To be determined N/A | N/A |  |  |  | Yes | [13 empty] | Deferred
1 | KPDR02 | T-4 | Capacity Auction | 2021 | KiWi Power Ltd |  | CMU -Unproven DSR KPDR02 |  |  |  | Distribution | Non CMRS | Unproven DSR CMU | DSR | DSR |  | Conditionally Prequalified | Opt-In |  | 1 | Yes |  |  |  | 124220 |  | 28.775 |  |  | 24.844 |  |  |  | 24.844 |  |  | Processing station installed on site will provide real time consumption data for the site which will be recorded and aggregated with readings from the rest of the CMU components. To be determined N/A | N/A |  |  |  | Yes | [13 empty] | Deferred
2 | KPDR03 | T-4 | Capacity Auction | 2021 | KiWi Power Ltd |  | CMU - Unproven DSR KPDR03 |  |  |  | Distribution | Non CMRS | Unproven DSR CMU | DSR | DSR |  | Conditionally Prequalified | Opt-In |  | 1 | Yes |  |  |  | 49690 |  | 11.51 |  |  | 9.938 |  |  |  | 9.938 |  |  | Processing station installed on site will provide real time consumption data for the site which will be recorded and aggregated with readings from the rest of the CMU components. To be determined N/A | N/A |  |  |  | Yes | [13 empty] | Deferred
1 | KPDR04 | T-4 | Capacity Auction | 2021 | KiWi Power Ltd |  | CMU - Unproven DSR KPDR04 |  |  |  | Distribution | Non CMRS | Unproven DSR CMU | DSR | DSR |  | Conditionally Prequalified | Opt-In |  | 1 | Yes |  |  |  | 149065 |  | 34.53 |  |  | 29.813 |  |  |  | 29.813 |  |  | Processing station installed on site will provide real time consumption data for the site which will be recorded and aggregated with readings from the rest of the CMU components. To be determined N/A | N/A |  |  |  | Yes | [13 empty] | Deferred
2 | KPDR05 | T-4 | Capacity Auction | 2021 | KiWi Power Ltd |  | CMU - Unproven KIWI75 |  |  |  | Distribution | Non CMRS | Unproven DSR CMU | DSR | DSR |  | Conditionally Prequalified | Opt-In |  | 1 | Yes |  |  |  | 149065 |  | 34.53 |  |  | 29.813 |  |  |  | 29.813 |  |  | Processing station installed on site will provide real time consumption data for the site which will be recorded and aggregated with readings from the rest of the CMU components. To be determined N/A | N/A |  |  |  | Yes | [13 empty] | Deferred
1 | KPDR06 | T-4 | Capacity Auction | 2021 | KiWi Power Ltd |  | CMU - Unproven DSR KPDR06 |  |  |  | Distribution | Non CMRS | Unproven DSR CMU | DSR | DSR |  | Conditionally Prequalified | Opt-In |  | 1 | Yes |  |  |  | 84470 |  | 19.567 |  |  | 16.894 |  |  |  | 16.894 |  |  | Processing station installed on site will provide real time consumption data for the site which will be recorded and aggregated with readings from the rest of the CMU components. To be determined N/A | N/A |  |  |  | Yes | [13 empty] | Deferred
2 | KPDR07 | T-4 | Capacity Auction | 2021 | KiWi Power Ltd |  | CMU - Unproven DSR KPDR07 |  |  |  | Distribution | Non CMRS | Unproven DSR CMU | DSR | DSR |  | Conditionally Prequalified | Opt-In |  | 1 | Yes |  |  |  | 59625 |  | 13.812 |  |  | 11.925 |  |  |  | 11.925 |  |  | Processing station installed on site will provide real time consumption data for the site which will be recorded and aggregated with readings from the rest of the CMU components. To be determined N/A | N/A |  |  |  | Yes | [13 empty] | Deferred
1 | KPDR08 | T-4 | Capacity Auction | 2021 | KiWi Power Ltd |  | CMU - Unproven DSR KPDR08 |  |  |  | Distribution | Non CMRS | Unproven DSR CMU | DSR | DSR |  | Conditionally Prequalified | Opt-In |  | 1 | Yes |  |  |  | 149065 |  | 34.53 |  |  | 29.813 |  |  |  | 29.813 |  |  | Processing station installed on site will provide real time consumption data for the site which will be recorded and aggregated with readings from the rest of the CMU components. To be determined N/A | N/A |  |  |  | Yes | [13 empty] | Deferred
2 | KPDR09 | T-4 | Capacity Auction | 2021 | KiWi Power Ltd |  | CMU - Unproven DSR KPDR09 |  |  |  | Distribution | Non CMRS | Unproven DSR CMU | DSR | DSR |  | Conditionally Prequalified | Opt-In |  | 1 | Yes |  |  |  | 149065 |  | 34.53 |  |  | 29.813 |  |  |  | 29.813 |  |  | Processing station installed on site will provide real time consumption data for the site which will be recorded and aggregated with readings from the rest of the CMU components. To be determined N/A | N/A |  |  |  | Yes | [13 empty] | Deferred
1 | KPDR10 | T-4 | Capacity Auction | 2021 | KiWi Power Ltd |  | CMU - Unproven DSR KPDR10 |  |  |  | Distribution | Non CMRS | Unproven DSR CMU | DSR | DSR |  | Conditionally Prequalified | Opt-In |  | 1 | Yes |  |  |  | 99375 |  | 23.02 |  |  | 19.875 |  |  |  | 19.875 |  |  | Processing station installed on site will provide real time consumption data for the site which will be recorded and aggregated with readings from the rest of the CMU components. To be determined N/A | N/A |  |  |  | Yes | [13 empty] | Deferred
2 | KPDR11 | T-4 | Capacity Auction | 2021 | KiWi Power Ltd |  | CMU - Unproven DSR KPDR11 |  |  |  | Distribution | Non CMRS | Unproven DSR CMU | DSR | DSR |  | Conditionally Prequalified | Opt-In |  | 1 | Yes |  |  |  | 59625 |  | 13.812 |  |  | 11.925 |  |  |  | 11.925 |  |  | Processing station installed on site will provide real time consumption data for the site which will be recorded and aggregated with readings from the rest of the CMU components. To be determined N/A | N/A |  |  |  | Yes | [13 empty] | Deferred
1 | KPEG10 | T-4 | Capacity Auction | 2021 | KiWi Power Ltd |  | Airbus01 |  |  |  | Distribution | Non CMRS | Existing Generating CMU | Gas | CHP and autogeneration |  | Rejected | Opt-In |  | 1 |  |  |  |  | 0 |  | 5.292 |  |  | 4.763 |  |  |  | 4.779 |  |  | 8 Gas-fired CHP units Airbus UK, Chester Road, Broughton, CH4 0DR SJ 346 643 | 1300060484140 |  |  |  | Yes | [13 empty] | Deferred
2 | LACK17 | T-4 | Capacity Auction | 2021 | EDF ENERGY RENEWABLES LIMITED |  | Lackenby New Build Battery Storage Project | EDF Energy Renewables Holdings Limited | 08000566650 | info@edf-er.com | Distribution | CMRS | New Build Generating CMU | Storage - Battery | Storage | Yes | Conditionally Prequalified | Opt-In |  | 15 |  | Yes | Yes |  | 461330 | Yes | 48 |  |  | 46.133 |  |  |  | 47.094 |  |  | Lackenby new build distribution-connected lithium-ion battery storage project Land at Crow Lane, Old Lackenby, Middlesborough, TS6 8DN NZ566193 | N/A |  |  |  | Yes | [13 empty] | Deferred
1 | LAKE17 | T-4 | Capacity Auction | 2021 | LAKESIDE ENERGY FROM WASTE LIMITED |  | Lakeside EFW | Lakeside Energy From Waste Holdings Limited | 01869879497 | CapacityMarket@viridor.co.uk | Distribution | Non CMRS | Existing Generating CMU | Biomass | Coal/biomass |  | Prequalified | Opt-In |  | 1 |  |  |  |  | 0 |  | 37.662 |  |  | 32.984 |  |  |  | 32.984 |  |  | Energy from Waste Facility Lakeside EfW, Lakeside Road, Colnbrook, SL3 0FE TQ 038 773 | 2000053759174 |  |  |  | No | No | Yes | Metering Option (a) | Yes |  |  | No | [6 empty] | Yes
2 | LAlex1 | T-4 | Capacity Auction | 2021 | SAS RENEWABLES ONE LIMITED |  | Lum1 |  | 01780480700 | alex.duce@benchmarkproperties.co.uk | Distribution | Non CMRS | New Build Generating CMU | Storage - Battery | Storage | Yes | Conditionally Prequalified | Opt-In |  | 1 |  | Yes | Yes |  | 288330 | Yes | 30 |  |  | 28.833 |  |  |  | 28.833 |  |  | 30.000 MW of frequency response 60 minute battery storage Lumns Ln, Pendlebury, Manchester, M27 8LH SD792020 | N/A |  |  |  | Yes | [13 empty] | Deferred
1 | LANC31 | T-4 | Capacity Auction | 2021 | Lancaster Power Limited |  | Lancaster Power 1 | Apus Energy Limited | 02920547206 | matthew.tucker@welshpower.com | Distribution | Non CMRS | New Build Generating CMU | Gas | OCGT and Reciprocating Engines (Fuel Type - Gas) |  | Conditionally Prequalified | Opt-In |  | 15 |  | Yes | Yes |  | 149800 | Yes | 15.8 |  |  | 14.98 |  |  |  | 15.17 |  |  | 16 MW power plant comprising 8 x 2MW gas reciprocating engines. The power plant is connected to the local distribution network and local gas network. Vacant land off Middleton Road, Morecambe, Lancashire, LA3 3NT SD 416 594 | N/A |  |  |  | Yes | [13 empty] | Deferred
2 | LANC32 | T-4 | Capacity Auction | 2021 | Lancaster Power Limited |  | Lancaster Power 2 | Apus Energy Limited | 02920547206 | matthew.tucker@welshpower.com | Distribution | Non CMRS | New Build Generating CMU | Gas | OCGT and Reciprocating Engines (Fuel Type - Gas) |  | Conditionally Prequalified | Opt-In |  | 15 |  | Yes | Yes |  | 149800 | Yes | 15.8 |  |  | 14.98 |  |  |  | 15.17 |  |  | 16 MW power plant comprising 8 x 2MW gas reciprocating engines. The power plant is connected to the local distribution network and local gas network. Vacant land off Middleton Road, Morecambe, Lancaster, LA3 3NT SD 415 594 | N/A |  |  |  | Yes | [13 empty] | Deferred
1 | LANC33 | T-4 | Capacity Auction | 2021 | Lancaster Power Limited |  | Lancaster Power 3 | Apus Energy Limited | 02920547206 | matthew.tucker@welshpower.com | Distribution | Non CMRS | New Build Generating CMU | Gas | OCGT and Reciprocating Engines (Fuel Type - Gas) |  | Conditionally Prequalified | Opt-In |  | 15 |  | Yes | Yes |  | 145060 | Yes | 15.3 |  |  | 14.506 |  |  |  | 14.696 |  |  | 15.5 MW power plant comprising 8 gas reciprocating engines. The power plant is connected to the local distribution network and local gas network. Vacant land off Middleton Road, Morecambe Lancaster, LA3 3NT SD 415 593 | N/A |  |  |  | Yes | [13 empty] | Deferred
2 | LASCA1 | T-4 | Capacity Auction | 2021 | LASCAR BATTERY STORAGE LIMITED |  | Lascar Storage | Low Carbon Storage Investment Company Limited | 02074090700 | enquiries@lowcarbon.com | Distribution | Non CMRS | New Build Generating CMU | Storage - Battery | Storage | Yes | Conditionally Prequalified | Opt-In |  | 15 |  | Yes | Yes |  | 192220 | Yes | 20 |  |  | 19.222 |  |  |  | 19.222 |  |  | Lithium Ion battery storage system capable of importing, storing and exporting electricity. Lascar Works, Tanpits Road, Bury, BL9 5BY SD 804 110 | N/A |  |  |  | Yes | [13 empty] | Deferred
1 | LBA171 | T-4 | Capacity Auction | 2021 | RWE Generation UK plc |  | CMU_LBAR-1 | RWE Generation UK Holdings PLC | 01793475217 | CapMarketSecondaryTrading@rwe.com | Transmission | CMRS | Existing Generating CMU | Gas | CCGT |  | Prequalified | Opt-In |  | 1 |  |  |  |  | 0 |  | 775 |  |  | 698.703 |  |  |  | 698.703 |  |  | Little Barford 1 CCGT Little Barford Power Station Little Barford St Neots PE19 6YT TL 184 576 | 4052 |  |  |  | No |  |  |  | No | [9 empty] | No
X | LBA171-Component |  |  |  | RWE Generation UK plc | [9 empty] | OCGT and Reciprocating Engines | [21 empty] | Little Barford 1 OCGT . fuel type is distillate Little Barford Power Station Little Barford St Neots PE19 6YT TL 184 576
2 | LEAF21 | T-4 | Capacity Auction | 2021 | Leafield Energy Limited |  | Leafield Energy Storage |  | 01962873300 | warren@bucklandcapital.com | Distribution | Non CMRS | New Build Generating CMU | Storage - Battery | Storage | Yes | Rejected | Opt-In |  | 15 |  |  |  |  | 0 |  | 20 |  |  | 19.222 |  |  |  | 19.222 |  |  | New build Battery Energy Storage System. Leafield Logistics, Lea Park, Monks Lane, Corsham SN13 9PH ST 878 684 | N/A |  |  |  | Yes | [13 empty] | Deferred
1 | LETCHA | T-4 | Capacity Auction | 2021 | LF Flexgen Limited |  | Letchworth A | Plutus PowerGen PLC | 02037099755 | phil.stephens@plutuspowergen.com | Distribution | Non CMRS | New Build Generating CMU | Gas | OCGT and Reciprocating Engines (Fuel Type - Gas) |  | Conditionally Prequalified | Opt-In |  | 15 |  | Yes |  |  | 189620 | Yes | 20 |  |  | 18.962 |  |  |  | 18.962 |  |  | New Build 20MW Gas fired facility, metered on the distribution network boundary using a COP2 meter with no auxilliary load on site Near A1(M), Letchworth Garden City, SG6 2ER TL 237 237 | N/A |  |  |  | Yes | [13 empty] | Deferred
2 | LETCHB | T-4 | Capacity Auction | 2021 | NRS Power Limited |  | Letchworth B | Plutus PowerGen PLC | 02037099755 | phil.stephens@plutuspowergen.com | Distribution | Non CMRS | New Build Generating CMU | Gas | OCGT and Reciprocating Engines (Fuel Type - Gas) |  | Conditionally Prequalified | Opt-In |  | 15 |  | Yes |  |  | 189620 | Yes | 20 |  |  | 18.962 |  |  |  | 18.962 |  |  | New 20MW gas-fired facility, metered on the distrbution network boundary using a COP2 meter with no auxilliary load on site A1(M), Letchworth Garden City, SG6 2ER TL 237 327 | N/A |  |  |  | Yes | [13 empty] | Deferred
1 | LFII01 | T-4 | Capacity Auction | 2021 | Lapwing Fen II LTD |  | LapwingFenII_01 |  | 07768210066 | luke.murray@solar-associates.com | Distribution | Non CMRS | New Build Generating CMU | Storage - Battery | Storage | Yes | Conditionally Prequalified | Opt-In |  | 15 |  | Yes | Yes |  | 86500 |  | 9 |  |  | 8.65 |  |  |  | 8.65 |  |  | Battery storage installation to allow for the storage, importation and exportation of energy to the National Grid. Land at Crown Farm, King John Bank, Walpole St. Andrew, Wisbech, Norfolk, PE13 5PR TF 467 161 | N/A |  |  |  | Yes | [13 empty] | Deferred
X | LFII01-Component |  |  |  | Lapwing Fen II LTD | [9 empty] | Storage | [21 empty] | Battery storage installation to allow for the storage, importation and exportation of energy to the National Grid. Land at Crown Farm, King John Bank, Walpole St. Andrew, Wisbech, Norfolk, PE13 5PR TF 467 161
2 | LFII02 | T-4 | Capacity Auction | 2021 | Lapwing Fen II LTD |  | LapwingFenII_02 |  | 07768210066 | luke.murray@solar-associates.com | Distribution | Non CMRS | New Build Generating CMU | Storage - Battery | Storage | Yes | Conditionally Prequalified | Opt-In |  | 15 |  | Yes | Yes |  | 86500 |  | 9 |  |  | 8.65 |  |  |  | 8.65 |  |  | Battery storage installation to allow for the storage, importation and exportation of energy to the National Grid. Land at Crown Farm, King John Bank, Walpole St. Andrew, Wisbech, Norfolk, PE13 5PR TF 467 161 | N/A |  |  |  | Yes | [13 empty] | Deferred
X | LFII02-Component |  |  |  | Lapwing Fen II LTD | [9 empty] | Storage | [21 empty] | Battery storage installation to allow for the storage, importation and exportation of energy to the National Grid. Land at Crown Farm, King John Bank, Walpole St. Andrew, Wisbech, Norfolk, PE13 5PR TF 467 161
1 | LFII03 | T-4 | Capacity Auction | 2021 | Lapwing Fen II LTD |  | LapwingFenII_03 |  | 07768210066 | luke.murray@solar-associates.com | Distribution | Non CMRS | New Build Generating CMU | Storage - Battery | Storage | Yes | Conditionally Prequalified | Opt-In |  | 15 |  | Yes | Yes |  | 86500 |  | 9 |  |  | 8.65 |  |  |  | 8.65 |  |  | Battery storage installation to allow for the storage, importation and exportation of energy to the National Grid. Land at Crown Farm, King John Bank, Walpole St. Andrew, Wisbech, Norfolk, PE13 5PR TF 467 161 | N/A |  |  |  | Yes | [13 empty] | Deferred
X | LFII03-Component |  |  |  | Lapwing Fen II LTD | [9 empty] | Storage | [21 empty] | Battery storage installation to allow for the storage, importation and exportation of energy to the National Grid. Land at Crown Farm, King John Bank, Walpole St. Andrew, Wisbech, Norfolk, PE13 5PR TF 467 161
2 | LFII04 | T-4 | Capacity Auction | 2021 | Lapwing Fen II LTD |  | LapwingFenII_04 |  | 07768210066 | luke.murray@solar-associates.com | Distribution | Non CMRS | New Build Generating CMU | Storage - Battery | Storage | Yes | Conditionally Prequalified | Opt-In |  | 15 |  | Yes | Yes |  | 86500 |  | 9 |  |  | 8.65 |  |  |  | 8.65 |  |  | Battery storage installation to allow for the storage, importation and exportation of energy to the National Grid. Land at Crown Farm, King John Bank, Walpole St. Andrew, Wisbech, Norfolk, PE13 5PR TF 467 161 | N/A |  |  |  | Yes | [13 empty] | Deferred
X | LFII04-Component |  |  |  | Lapwing Fen II LTD | [9 empty] | Storage | [21 empty] | Battery storage installation to allow for the storage, importation and exportation of energy to the National Grid. Land at Crown Farm, King John Bank, Walpole St. Andrew, Wisbech, Norfolk, PE13 5PR TF 467 161
1 | LFII05 | T-4 | Capacity Auction | 2021 | Lapwing Fen II LTD |  | LapwingFenII_05 |  | 07768210066 | luke.murray@solar-associates.com | Distribution | Non CMRS | New Build Generating CMU | Storage - Battery | Storage | Yes | Conditionally Prequalified | Opt-In |  | 15 |  | Yes | Yes |  | 129750 |  | 13.5 |  |  | 12.975 |  |  |  | 12.975 |  |  | Battery storage installation to allow for the storage, importation and exportation of energy to the National Grid. Land at Crown Farm, King John Bank, Walpole St. Andrew, Wisbech, Norfolk, PE13 5PR TF 467 161 | N/A |  |  |  | Yes | [13 empty] | Deferred
X | LFII05-Component |  |  |  | Lapwing Fen II LTD | [9 empty] | Storage | [21 empty] | Battery storage installation to allow for the storage, importation and exportation of energy to the National Grid. Land at Crown Farm, King John Bank, Walpole St. Andrew, Wisbech, Norfolk, PE13 5PR TF 467 161
X | LFII05-Component |  |  |  | Lapwing Fen II LTD | [9 empty] | Storage | [21 empty] | Battery storage installation to allow for the storage, importation and exportation of energy to the National Grid. Land at Crown Farm, King John Bank, Walpole St. Andrew, Wisbech, Norfolk, PE13 5PR TF 467 161
2 | LFII06 | T-4 | Capacity Auction | 2021 | Lapwing Fen II LTD |  | LapwingFenII_06 |  | 07768210066 | luke.murray@solar-associates.com | Distribution | Non CMRS | New Build Generating CMU | Storage - Battery | Storage | Yes | Conditionally Prequalified | Opt-In |  | 15 |  | Yes | Yes |  | 86500 |  | 9 |  |  | 8.65 |  |  |  | 8.65 |  |  | Battery storage installation to allow for the storage, importation and exportation of energy to the National Grid. Land at Model Farm, Frenchs Road, Walpole St. Andrew, Norfolk, PE14 7JE. TF 484 168 | N/A |  |  |  | Yes | [13 empty] | Deferred
X | LFII06-Component |  |  |  | Lapwing Fen II LTD | [9 empty] | Storage | [21 empty] | Battery storage installation to allow for the storage, importation and exportation of energy to the National Grid. Land at Model Farm, Frenchs Road, Walpole St. Andrew, Norfolk, PE14 7JE. TF 484 168
1 | LFII07 | T-4 | Capacity Auction | 2021 | Lapwing Fen II LTD |  | LapwingFenII_07 |  | 07768210066 | luke.murray@solar-associates.com | Distribution | Non CMRS | New Build Generating CMU | Storage - Battery | Storage | Yes | Conditionally Prequalified | Opt-In |  | 15 |  | Yes | Yes |  | 86500 |  | 9 |  |  | 8.65 |  |  |  | 8.65 |  |  | Battery storage installation to allow for the storage, importation and exportation of energy to the National Grid. Land at Model Farm, Frenchs Road, Walpole St. Andrew, Norfolk, PE14 7JE. TF 484 168 | N/A |  |  |  | Yes | [13 empty] | Deferred
X | LFII07-Component |  |  |  | Lapwing Fen II LTD | [9 empty] | Storage | [21 empty] | Battery storage installation to allow for the storage, importation and exportation of energy to the National Grid. Land at Model Farm, Frenchs Road, Walpole St. Andrew, Norfolk, PE14 7JE. TF 484 168
2 | LFII08 | T-4 | Capacity Auction | 2021 | Lapwing Fen II LTD |  | LapwingFenII_08 |  | 07768210066 | luke.murray@solar-associates.com | Distribution | Non CMRS | New Build Generating CMU | Storage - Battery | Storage | Yes | Conditionally Prequalified | Opt-In |  | 15 |  | Yes | Yes |  | 86500 |  | 9 |  |  | 8.65 |  |  |  | 8.65 |  |  | Battery storage installation to allow for the storage, importation and exportation of energy to the National Grid. Land at Model Farm, Frenchs Road, Walpole St. Andrew, Norfolk, PE14 7JE. TF 484 168 | N/A |  |  |  | Yes | [13 empty] | Deferred
X | LFII08-Component |  |  |  | Lapwing Fen II LTD | [9 empty] | Storage | [21 empty] | Battery storage installation to allow for the storage, importation and exportation of energy to the National Grid. Land at Model Farm, Frenchs Road, Walpole St. Andrew, Norfolk, PE14 7JE. TF 484 168
1 | LFII09 | T-4 | Capacity Auction | 2021 | Lapwing Fen II LTD |  | LapwingFenII_09 |  | 07768210066 | luke.murray@solar-associates.com | Distribution | Non CMRS | New Build Generating CMU | Storage - Battery | Storage | Yes | Conditionally Prequalified | Opt-In |  | 15 |  | Yes | Yes |  | 86500 |  | 9 |  |  | 8.65 |  |  |  | 8.65 |  |  | Battery storage installation to allow for the storage, importation and exportation of energy to the National Grid. Land at Model Farm, Frenchs Road, Walpole St. Andrew, Norfolk, PE14 7JE. TF 484 168 | N/A |  |  |  | Yes | [13 empty] | Deferred
X | LFII09-Component |  |  |  | Lapwing Fen II LTD | [9 empty] | Storage | [21 empty] | Battery storage installation to allow for the storage, importation and exportation of energy to the National Grid. Land at Model Farm, Frenchs Road, Walpole St. Andrew, Norfolk, PE14 7JE. TF 484 168
2 | LFII10 | T-4 | Capacity Auction | 2021 | Lapwing Fen II LTD |  | LapwingFenII_10 |  | 07768210066 | luke.murray@solar-associates.com | Distribution | Non CMRS | New Build Generating CMU | Storage - Battery | Storage | Yes | Conditionally Prequalified | Opt-In |  | 15 |  | Yes | Yes |  | 129750 |  | 13.5 |  |  | 12.975 |  |  |  | 12.975 |  |  | Battery storage installation to allow for the storage, importation and exportation of energy to the National Grid. Land at Model Farm, Frenchs Road, Walpole St. Andrew, Norfolk, PE14 7JE. TF 484 168 | N/A |  |  |  | Yes | [13 empty] | Deferred
X | LFII10-Component |  |  |  | Lapwing Fen II LTD | [9 empty] | Storage | [21 empty] | Battery storage installation to allow for the storage, importation and exportation of energy to the National Grid. Land at Model Farm, Frenchs Road, Walpole St. Andrew, Norfolk, PE14 7JE. TF 484 168
X | LFII10-Component |  |  |  | Lapwing Fen II LTD | [9 empty] | Storage | [21 empty] | Battery storage installation to allow for the storage, importation and exportation of energy to the National Grid. Land at Model Farm, Frenchs Road, Walpole St. Andrew, Norfolk, PE14 7JE. TF 484 168
1 | LHFESS | T-4 | Capacity Auction | 2021 | ENERGY DEMAND &amp; RESPONSE LIMITED |  | LHF BESS |  |  |  | Distribution | Non CMRS | New Build Generating CMU | Storage - Battery | Storage | Yes | Rejected | Opt-In |  | 15 |  |  |  |  | 0 |  | 20 |  |  | 19.222 |  |  |  | 19.222 |  |  | This is a new battery energy storage system/facility Land at Leighton Hall Farm, Middlewich Road, Crewe, CW1 4QH SJ 681 572 | N/A |  |  |  | Yes | [13 empty] | Deferred
2 | LhoHin | T-4 | Capacity Auction | 2021 | Utility I Ltd |  | Lhoist Hindlow CHP |  | 01515419111 | contact@energyi.co.uk | Distribution | Non CMRS | New Build Generating CMU | Gas | CHP and autogeneration |  | Conditionally Prequalified | Opt-In |  | 15 |  | Yes | Yes |  | 18040 |  | 2.004 |  |  | 1.804 |  |  |  | 1.804 |  |  | GE Jenbacher JMS612 containerised gas engine generating set rated at 2.004MW, providing heat and electricity. Lhoist UK Ltd Hindlow Buxton SK17 0EL SK 087 691 | N/A |  |  |  | Yes | [13 empty] | Deferred
1 | Lilly4 | T-4 | Capacity Auction | 2021 | GREEN PEAK GENERATION LIMITED |  | Lillyhall |  |  |  | Distribution | Non CMRS | New Build Generating CMU | Gas | OCGT and Reciprocating Engines (Fuel Type - Gas) |  | Conditionally Prequalified | Opt-In |  | 15 |  | Yes | Yes |  | 66370 |  | 7 |  |  | 6.637 |  |  |  | 6.637 |  |  | Containerised High Speed Gas-fired reciprocating engines with transformers, switchgear and associated control gear Land Adjacent to Stobarts Logistics Off Branthwaite Road Lillyhall Workington Cumbria CA14 4ED NY 019 259 | N/A |  |  |  | Yes | [13 empty] | Deferred
2 | LINCO1 | T-4 | Capacity Auction | 2021 | Less Waste Limited |  | Lincoln North Hykeham Energy Storage |  | 01775720930 | matthew.hicks@inchoo.org.uk | Distribution | Non CMRS | New Build Generating CMU | Storage - Battery | Storage | Yes | Conditionally Prequalified | Opt-In |  | 15 |  | Yes | Yes |  | 76890 | Yes | 8 |  |  | 7.689 |  |  |  | 7.689 |  |  | Energy storage system providing capacity market, dynamic FFR and other balancing services. Land adjacent Jubilee Place Station Road North Hykeham Lincoln LN6 3QX SK937674 | N/A |  |  |  | Yes | [13 empty] | Deferred
1 | LITF21 | T-4 | Capacity Auction | 2021 | Coldharbour Power Reserve Limited |  | LITTLEF |  | 01962807060 | paul.sanders@newstreamrenewables.com | Distribution | Non CMRS | New Build Generating CMU | Gas | OCGT and Reciprocating Engines (Fuel Type - Gas) |  | Conditionally Prequalified | Opt-In |  | 15 |  | Yes | Yes |  | 75850 | Yes | 8 |  |  | 7.585 |  |  |  | 7.585 |  |  | A New Build 8MW Gas Fuelled Generating Station. Steelridge Ltd, Littlefair Road, Kingston Upon Hull, HU9 5LN. TA 132 294 | N/A |  |  |  | Yes | [13 empty] | Deferred
2 | LO4016 | T-4 | Capacity Auction | 2021 | Goldenbell Power Ltd |  | Freehold Lane |  | 01675437777 | desk@greenfrogpower.co.uk | Distribution | CMRS | New Build Generating CMU | Gas | OCGT and Reciprocating Engines (Fuel Type - Gas) |  | Conditionally Prequalified | Opt-In |  | 15 |  | Yes | Yes |  | 189620 | Yes | 20 |  |  | 18.962 |  |  |  | 18.962 |  |  | Gas fired reciprocating engines. Freehold Lane, Malton, YO17 6RD SE 795 735 | N/A |  |  |  | Yes | [13 empty] | Deferred
1 | LOCH21 | T-4 | Capacity Auction | 2021 | SSE Generation Limited |  | Lochay | SSE plc | 01738457343 | CMSecondaryTrading@sse.com | Transmission | CMRS | Refurbishing Generating CMU | Hydro | Hydro |  | Prequalified | Opt-In |  | 15 |  |  |  |  | 0 |  | 45 |  |  |  | 39.564 | 39.564 | Opt-In |  | 39.564 | 39.564 | Post-refurbishment generating unit. ROCable hydro units within the BMU are not included in the CMU. Lochay Power Station, Killin, Perthshire, FK21 8UA NN545350 | 8665 |  |  |  | No |  |  |  | Yes | [9 empty] | Yes
X | LOCH21-Component |  |  |  | SSE Generation Limited | [9 empty] | Hydro | [21 empty] | Pre-refurbishment generating unit. ROCable hydro units within the BMU are not included in the CMU. Lochay Power Station, Killin, Perthshire, FK21 8UA
2 | LODD03 | T-4 | Capacity Auction | 2021 | Loddon Power Limited |  | Loddon Power | Calabrese Limited | 02920547206 | matthew.tucker@welshpower.com | Distribution | Non CMRS | New Build Generating CMU | Gas | OCGT and Reciprocating Engines (Fuel Type - Gas) |  | Conditionally Prequalified | Opt-In |  | 15 |  | Yes | Yes |  | 149800 | Yes | 15.8 |  |  | 14.98 |  |  |  | 15.17 |  |  | 16 MW power plant comprising 8 x 2MW gas reciprocating engines. Power plant will be connected to the Local distribution network and local gas network. Unit A, The Loddon Centre, Basingstoke RG24 8QW SU 653 537 | N/A |  |  |  | Yes | [13 empty] | Deferred
1 | LOND01 | T-4 | Capacity Auction | 2021 | RYDBERG DEVELOPMENT COMPANY LIMITED |  | LOND01 | Hartree Partners Power Holdings (UK) Limited | 02072017134 | londonpoweroperations@hplp.com | Distribution | Non CMRS | New Build Generating CMU | Gas | OCGT and Reciprocating Engines (Fuel Type - Gas) |  | Conditionally Prequalified | Opt-In |  | 15 |  | Yes | Yes |  | 56890 | Yes | 6 |  |  | 5.689 |  |  |  | 5.689 |  |  | New build power station comprised of multiple reciprocating engines. 2236 London Road, Glasgow, G32 8YF NS 650 624 | N/A |  |  |  | Yes | [13 empty] | Deferred
2 | LONG01 | T-4 | Capacity Auction | 2021 | Peak Power Connections Limited |  | LONG01 | Peak Power Projects LLP | 01865860760 | rp@oxcp.com | Distribution | Non CMRS | New Build Generating CMU | Gas | OCGT and Reciprocating Engines |  | Conditionally Prequalified | Opt-In |  | 15 |  | Yes | Yes |  | 111210 | Yes | 11.73 |  |  | 11.121 |  |  |  | 11.121 |  |  | gas reciprocating engines. Longcliffe Quarry, B5056, Matlock, Derbyshire DE4 4HN, UK SK 234 560 | N/A |  |  |  | Yes | [13 empty] | Deferred
1 | LONGR1 | T-4 | Capacity Auction | 2021 | HC ESS4 Limited |  | LONGRIDGE 1 |  | 01432263484 | admin@noriker.co.uk | Distribution | Non CMRS | New Build Generating CMU | Storage - Battery | Storage | Yes | Conditionally Prequalified | Opt-In |  | 15 |  | Yes |  |  | 278720 |  | 29 |  |  | 27.872 |  |  |  | 27.872 |  |  | battery storage with other generation to extend operating time Red Scar Business Park Longridge Road Preston PR2 5NQ SD 578 317 | N/A |  |  |  | Yes | [13 empty] | Deferred
2 | LONGR2 | T-4 | Capacity Auction | 2021 | HC ESS4 Limited |  | LONGRIDGE 2 |  | 01432263484 | admin@noriker.co.uk | Distribution | Non CMRS | New Build Generating CMU | Storage - Battery | Storage | Yes | Conditionally Prequalified | Opt-In |  | 15 |  | Yes |  |  | 192220 | Yes | 20 |  |  | 19.222 |  |  |  | 19.222 |  |  | battery storage with other generation to extend operation time Red Scar Business Park Longridge Road Preston PR2 5NQ SD 578 317 | N/A |  |  |  | Yes | [13 empty] | Deferred
1 | LOUT01 | T-4 | Capacity Auction | 2021 | RYDBERG DEVELOPMENT COMPANY LIMITED |  | LOUT01 | Hartree Partners Power Holdings (UK) Limited | 02072017134 | londonpoweroperations@hplp.com | Distribution | Non CMRS | New Build Generating CMU | Gas | OCGT and Reciprocating Engines (Fuel Type - Gas) |  | Conditionally Prequalified | Opt-In |  | 15 |  | Yes | Yes |  | 56890 | Yes | 6 |  |  | 5.689 |  |  |  | 5.689 |  |  | New build power station comprised of multiple reciprocating engines. Belvoir Way, Fairfield Industrial Estate, Louth, LN11 0YZ TF 326 891 | N/A |  |  |  | Yes | [13 empty] | Deferred
2 | LOUT02 | T-4 | Capacity Auction | 2021 | RYDBERG DEVELOPMENT COMPANY LIMITED |  | LOUT02 | Hartree Partners Power Holdings (UK) Limited | 02072017134 | londonpoweroperations@hplp.com | Distribution | Non CMRS | New Build Generating CMU | Gas | OCGT and Reciprocating Engines (Fuel Type - Gas) |  | Conditionally Prequalified | Opt-In |  | 15 |  | Yes | Yes |  | 56890 | Yes | 6 |  |  | 5.689 |  |  |  | 5.689 |  |  | New build power station comprised of multiple reciprocating engines. Belvoir Way, Fairfield Industrial Estate, Louth, LN11 0YZ TF 326 891 | N/A |  |  |  | Yes | [13 empty] | Deferred
1 | LOUT03 | T-4 | Capacity Auction | 2021 | RYDBERG DEVELOPMENT COMPANY LIMITED |  | LOUT03 | Hartree Partners Power Holdings (UK) Limited | 02072017134 | londonpoweroperations@hplp.com | Distribution | Non CMRS | New Build Generating CMU | Gas | OCGT and Reciprocating Engines (Fuel Type - Gas) |  | Conditionally Prequalified | Opt-In |  | 15 |  | Yes | Yes |  | 56890 | Yes | 6 |  |  | 5.689 |  |  |  | 5.689 |  |  | New build power station comprised of multiple reciprocating engines. Belvoir Way, Fairfield Industrial Estate, Louth, LN11 0YZ TF 326 891 | N/A |  |  |  | Yes | [13 empty] | Deferred
2 | LOUT21 | T-4 | Capacity Auction | 2021 | A.E. MORRIS LIMITED |  | LOUTH |  | 01302864014 | alan@j3businesspark.co.uk | Distribution | Non CMRS | New Build Generating CMU | Gas | OCGT and Reciprocating Engines (Fuel Type - Gas) |  | Conditionally Prequalified | Opt-In |  | 15 |  | Yes | Yes |  | 75850 |  | 8 |  |  | 7.585 |  |  |  | 7.585 |  |  | A 8MW New Build gas fuelled generating station. Plot 11,Scarborough Road, Fairfield Industrial Estate, Louth, Lincolnshire, LN11 0WP. TF 325 894 | N/A |  |  |  | Yes | [13 empty] | Deferred
1 | LOWDY1 | T-4 | Capacity Auction | 2021 | BALANCE POWER PROJECTS LIMITED |  | LOWDY1 |  | 01519580431 | enquiries@balancepower.co.uk | Distribution | CMRS | New Build Generating CMU | Storage - Battery | Storage | Yes | Conditionally Prequalified | Opt-In |  | 15 |  | Yes | Yes |  | 57670 | Yes | 6 |  |  | 5.767 |  |  |  | 5.767 |  |  | The CMU comprises lithium ion batteries housed in ISO containers with additional containers used to house the converters Low Dyke, Calthwaite, Penrith, CA11 9PS NY 457 388 | N/A |  |  |  | Yes | [13 empty] | Deferred
2 | LRW001 | T-4 | Capacity Auction | 2021 | Daisy No 2 Limited |  | Little Raith | Island Green Power | 02037526691 | info@islandgp.com | Distribution | CMRS | New Build Generating CMU | Storage - Battery | Storage | Yes | Conditionally Prequalified | Opt-In |  | 15 |  | Yes | Yes |  | 475740 | Yes | 49.5 |  |  | 47.574 |  |  |  | 48.055 |  |  | This power plant is a series of modular integrated energy storage rack with batteries which serve as easily configurable building blocks. These racks are organized into individually managed GBS Zone subsystems which are able to be installed in standard ISO containers or in customized enclosures. There is an integrated control architecture with local user interface per battery zone, Integrated air conditioning units, fire detection and suppression system and an auxillary power distribution panel. There is an embedded DC isolation switch (per zone) with safety interlock management system. There is extensive fusing and protections at multiple levels of the system. Little Raith ESS Little Raith Farm Lochgelly KY5 0AX NT 210 915 | N/A |  |  |  | Yes | [13 empty] | Deferred
1 | LUIC21 | T-4 | Capacity Auction | 2021 | SSE Generation Limited |  | Luichart | SSE plc | 01738457343 | CMSecondaryTrading@sse.com | Transmission | CMRS | Existing Generating CMU | Hydro | Hydro |  | Prequalified | Opt-In |  | 1 |  |  |  |  | 0 |  | 34 |  |  | 29.893 |  |  |  | 29.893 |  |  | ROCable hydro units within the BMU are not included in the CMU. Luichart Power Station, by Loch Luichart, Contin, Ross-shire, IV14 9EW NH394570 | 8712-8713 |  |  |  | No |  |  |  | Yes | [9 empty] | Yes
2 | LWL_17 | T-4 | Capacity Auction | 2021 | LondonEnergy Ltd |  | LondonWaste |  | 02088031322 | enquiries@londonenergyltd.com | Distribution | Non CMRS | Existing Generating CMU | Waste | Coal/biomass |  | Prequalified | Opt-In |  | 1 |  |  |  |  | 0 |  | 38.481 |  |  | 33.702 |  |  |  | 33.702 |  |  | Inclined grate residual Waste-to-Energy facility comprising 5-boilers and 4-turbines. EcoPark, Advent Way, Edmonton, London N18 3AG TQ 357 926 | 1023479109093 |  |  |  | No | No | Yes | Metering Option (a) | No |  |  | No | [6 empty] | No
1 | LYNC21 | T-4 | Capacity Auction | 2021 | Volta Energy Storage Limited |  | LYNCASTLE |  | 01244405250 | richard@voltaenergystorage.co.uk | Distribution | Non CMRS | New Build Generating CMU | Storage - Battery | Storage | Yes | Conditionally Prequalified | Opt-In |  | 15 |  | Yes | Yes |  | 19220 | Yes | 2 |  |  | 1.922 |  |  |  | 1.922 |  |  | A 2MW Battery Energy Storage System. Lyncastle Road Battery Storage Scheme, Lyncastle Road, Appleton, Warrington, WA4 4RE. SJ 646 837 | N/A |  |  |  | Yes | [13 empty] | Deferred
2 | MAIN17 | T-4 | Capacity Auction | 2021 | The Isle of Wight Energy Company Limited |  | Main Site Energy Centre | P3P ASSET HOLDINGS LIMITED | 02036676200 | invoices@p3ppartners.com | Distribution | Non CMRS | Existing Generating CMU | Gas | CHP and autogeneration |  | Prequalified | Opt-In |  | 1 |  |  |  |  | 0 |  | 5.488 |  |  | 4.939 |  |  |  | 4.982 |  |  | The CMU component JENBA1 is a gas fired CHP engine rated at 1.845MW (1.942MW design output but derated at 95% due to age). Main Site Energy Centre Main Road Hale Common Arreton Newport Isle of Wight PO30 3AR SZ551844 | 2000056840711 |  |  |  | No | No | No | Metering Option (a) | Yes |  |  | No | [6 empty] | Yes
X | MAIN17-Component |  |  |  | The Isle of Wight Energy Company Limited | [9 empty] | CHP and autogeneration | [21 empty] | The CMU component JENBA2 is a gas fired CHP engine rated at 1.845MW (1.942MW design output but derated at 95% due to age). Main Site Energy Centre Main Road Hale Common Arreton Newport Isle of Wight PO30 3AR SZ551844
X | MAIN17-Component |  |  |  | The Isle of Wight Energy Company Limited | [9 empty] | CHP and autogeneration | [21 empty] | The CMU component JENBA3 is a gas fired CHP engine rated at 1.845MW (1.942MW design output but derated at 95% due to age). Main Site Energy Centre Main Road Hale Common Arreton Newport Isle of Wight PO30 3AR SZ551844
1 | MAN002 | T-4 | Capacity Auction | 2021 | Gas Generation Mansfield Road Limited |  | Mansfield Road Battery 1 |  | 01778300888 | enquiries@larkpower.co.uk | Distribution | Non CMRS | New Build Generating CMU | Storage - Battery | Storage | Yes | Conditionally Prequalified | Opt-In |  | 15 |  | Yes | Yes |  | 191260 | Yes | 19.9 |  |  | 19.126 |  |  |  | 19.126 |  |  | Battery storage and associated infrastructure Land off Mansfield Road, Hawick, TD9 8AR NT 510 154 | N/A |  |  |  | Yes | [13 empty] | Deferred
2 | MANBAT | T-4 | Capacity Auction | 2021 | Public Power Solutions Limited |  | Mannington | Swindon Borough Council | 01793445500 | CCustomerServices@swindon.gov.uk | Distribution | Non CMRS | New Build Generating CMU | Storage - Battery | Storage | Yes | Rejected | Opt-In |  | 15 |  |  |  |  | 0 |  | 29.85 |  |  | 28.689 |  |  |  | 28.833 |  |  | Inverter driven lithium-ion battery. Mannington Depot, Telford Way, Swindon, Wiltshire, SN5 8WA SU 130 837 | N/A |  |  |  | Yes | [13 empty] | Deferred
1 | Manel1 | T-4 | Capacity Auction | 2021 | BALANCE POWER PROJECTS LIMITED |  | Manel1 |  | 01519580431 | enquiries@balancepower.co.uk | Distribution | Non CMRS | New Build Generating CMU | Gas | OCGT and Reciprocating Engines |  | Conditionally Prequalified | Opt-In |  | 15 |  | Yes | Yes |  | 49300 | Yes | 5.2 |  |  | 4.93 |  |  |  | 4.93 |  |  | New build power station comprised of multiple reciprocating engines Unit 4, Cowper Road, Gilwilly Industrial Estate, Penrith, CA11 9BN NY 504 304 | N/A |  |  |  | Yes | [13 empty] | Deferred
2 | MARCHA | T-4 | Capacity Auction | 2021 | Reliance Generation Limited |  | Marchwood A |  | 02037099755 | phil.stephens@plutuspowergen.com | Distribution | Non CMRS | New Build Generating CMU | Bio-fuel | OCGT and Reciprocating Engines |  | Conditionally Prequalified | Opt-In |  | 15 |  | Yes |  |  | 189620 |  | 20 |  |  | 18.962 |  |  |  | 18.962 |  |  | The CMU consists of renewable diesel powered gensets within a building on a portside industrial estate. The CMU is metered at the distribution boundary using a COP2 meter. There is no auxilliary load on site. Unit 2c (N), North Road, Marchwood Industrial Park, Marchwood SO40 4BL SU 392 112 | N/A |  |  |  | Yes | [13 empty] | Deferred
1 | MARCHB | T-4 | Capacity Auction | 2021 | Portman Power Limited |  | Marchwood B |  | 02037099755 | phil.stephens@plutuspowergen.com | Distribution | Non CMRS | New Build Generating CMU | Bio-fuel | OCGT and Reciprocating Engines |  | Conditionally Prequalified | Opt-In |  | 15 |  | Yes |  |  | 189620 |  | 20 |  |  | 18.962 |  |  |  | 18.962 |  |  | This CMU consists of renewable diesel powered gensets within a building on a portside industrial estate. It uses a COP2 meter at the distribution boundary and has no auxilliary load or additional generation on site. Unit 2c (N), North Road, Marchwood Industrial Park, Marchwood SO40 4BL SU 392 112 | N/A |  |  |  | Yes | [13 empty] | Deferred
2 | MARD03 | T-4 | Capacity Auction | 2021 | Marden Power Limited |  | Marden Power | Valloire Power Limited | 02920547206 | matthew.tucker@welshpower.com | Distribution | Non CMRS | New Build Generating CMU | Gas | OCGT and Reciprocating Engines (Fuel Type - Gas) |  | Conditionally Prequalified | Opt-In |  | 15 |  | Yes | Yes |  | 187720 | Yes | 19.8 |  |  | 18.772 |  |  |  | 18.962 |  |  | 20 MW power plant comprising 8 x 2.5MW gas reciprocating engines. Power plant will be connected to the local distribution network and local gas network. Mannerberg Way, Scunthorpe, East Yorkshire, DN15 8XF SE 894 127 | N/A |  |  |  | Yes | [13 empty] | Deferred
1 | MARY01 | T-4 | Capacity Auction | 2021 | RYDBERG DEVELOPMENT COMPANY LIMITED |  | MARY01 | Hartree Partners Power Holdings (UK) Limited | 02072017134 | londonpoweroperations@hplp.com | Distribution | Non CMRS | New Build Generating CMU | Gas | OCGT and Reciprocating Engines (Fuel Type - Gas) |  | Conditionally Prequalified | Opt-In |  | 15 |  | Yes | Yes |  | 75850 | Yes | 8 |  |  | 7.585 |  |  |  | 7.585 |  |  | New build power station comprised of multiple reciprocating engines. Solway Trading Estate, Maryport, Cumbria CA15 8NF NY 033 355 | N/A |  |  |  | Yes | [13 empty] | Deferred
2 | MARY02 | T-4 | Capacity Auction | 2021 | RYDBERG DEVELOPMENT COMPANY LIMITED |  | MARY02 | Hartree Partners Power Holdings (UK) Limited | 02072017134 | londonpoweroperations@hplp.com | Distribution | Non CMRS | New Build Generating CMU | Gas | OCGT and Reciprocating Engines (Fuel Type - Gas) |  | Conditionally Prequalified | Opt-In |  | 15 |  | Yes | Yes |  | 56890 | Yes | 6 |  |  | 5.689 |  |  |  | 5.689 |  |  | New build power station comprised of multiple reciprocating engines. Solway Trading Estate, Maryport, Cumbria CA15 8NF NY 033 355 | N/A |  |  |  | Yes | [13 empty] | Deferred
1 | MBBESS | T-4 | Capacity Auction | 2021 | Lightsource SPV 184 Limited |  | Middle Balbeggie ESS | Lightsource Renewable Energy Holdings Limited | 07833096261 | tom.warwick@lightsource-re.com | Distribution | Non CMRS | New Build Generating CMU | Storage - Battery | Storage | Yes | Conditionally Prequalified | Opt-In |  | 15 |  | Yes | Yes |  | 48060 | Yes | 5 |  |  | 4.806 |  |  |  | 4.806 |  |  | The CMU consists of an energy storage system, physically co-located at the site of, but distinct from an existing solar PV generator. Middle Balbeggie Solar Farm, Kirkcaldy, Fife, KY1 3NW NT 289 954 | N/A |  |  |  | Yes | [13 empty] | Deferred
2 | MEAD01 | T-4 | Capacity Auction | 2021 | RYDBERG DEVELOPMENT COMPANY LIMITED |  | MEAD01 | Hartree Partners Power Holdings (UK) Limited | 02072017134 | londonpoweroperations@hplp.com | Distribution | Non CMRS | New Build Generating CMU | Gas | OCGT and Reciprocating Engines (Fuel Type - Gas) |  | Conditionally Prequalified | Opt-In |  | 15 |  | Yes | Yes |  | 56890 | Yes | 6 |  |  | 5.689 |  |  |  | 5.689 |  |  | New build power station comprised of multiple reciprocating engines. Meadowfield Industrial Estate, Meadowfield, Durham, DH7 8RL NZ 253 395 | N/A |  |  |  | Yes | [13 empty] | Deferred
1 | MEC001 | T-4 | Capacity Auction | 2021 | Meaford Energy Limited |  | Meaford Generating Station |  | 08003196185 | info@meaford-energy.com | Distribution | Non CMRS | New Build Generating CMU | Gas | OCGT and Reciprocating Engines (Fuel Type - Gas) |  | Conditionally Prequalified | Opt-In |  | 15 |  | Yes |  |  | 2787410 | Yes | 294 |  |  | 278.741 |  |  |  | 278.741 |  |  | Gas Fired Generating Station Meaford Energy Centre, Meaford Business Park, Meaford Road, Meaford, Staffordshire, ST15 8UZ SJ889363 | N/A |  |  |  | Yes | [13 empty] | Deferred
2 | MEDP21 | T-4 | Capacity Auction | 2021 | Medway Power Limited |  | Medway | SSE Generation Limited | 01738457343 | CMSecondaryTrading@sse.com | Transmission | CMRS | Existing Generating CMU | Gas | CCGT |  | Prequalified | Opt-In |  | 1 |  |  |  |  | 0 |  | 740.333 |  |  | 666.3 |  |  |  | 666.3 |  |  | Medway CCGT Medway Power Station, Rochester, Medway, ME3 0AG TQ871746 | 7094 |  |  |  | No |  |  |  | No | [9 empty] | No
1 | MEDWAY | T-4 | Capacity Auction | 2021 | KI Power Limited |  | Medway Business Park | Plutus PowerGen PLC | 02037099755 | phil.stephens@plutuspowergen.com | Distribution | Non CMRS | New Build Generating CMU | Gas | OCGT and Reciprocating Engines (Fuel Type - Gas) |  | Rejected | Opt-In |  | 15 |  |  |  |  | 0 |  | 20 |  |  | 18.962 |  |  |  | 18.962 |  |  | New Gas-fired 20MW CMU connected on the distrbution network boundary via a standard COP2 meter with no auxilliary load on site 2 Parsonage Lane, Rochester, Kent, ME2 4UR TQ 746 698 | N/A |  |  |  | Yes | [13 empty] | Deferred
2 | MERL03 | T-4 | Capacity Auction | 2021 | RYDBERG DEVELOPMENT COMPANY LIMITED |  | MERL03 | Hartree Partners Power Holdings (UK) Limited | 02072017134 | londonpoweroperations@hplp.com | Distribution | Non CMRS | New Build Generating CMU | Gas | OCGT and Reciprocating Engines (Fuel Type - Gas) |  | Conditionally Prequalified | Opt-In |  | 15 |  | Yes | Yes |  | 94810 | Yes | 10 |  |  | 9.481 |  |  |  | 9.481 |  |  | New build power station comprised of multiple reciprocating engines. 501 Merlin Park, Burscough Industrial Estate, Ormskirk, L40 8JY SD 431 117 | N/A |  |  |  | Yes | [13 empty] | Deferred
1 | MFER21 | T-4 | Capacity Auction | 2021 | Walker & Son (Hauliers) Limited |  | FERRYBRIDGE2 |  | 01777874926 | lee.bartrop@walker-tuxford.co.uk | Distribution | Non CMRS | New Build Generating CMU | Gas | OCGT and Reciprocating Engines (Fuel Type - Gas) |  | Conditionally Prequalified | Opt-In |  | 15 |  | Yes | Yes |  | 189620 | Yes | 20 |  |  | 18.962 |  |  |  | 18.962 |  |  | A 20MW new build gas generating station.. Multi-Tech Engineering (UK) Ltd, Kirkhaw Lane, Ferrybridge, Knottingley, West Yorkshire, WF11 8RD SE 479 247 | N/A |  |  |  | Yes | [13 empty] | Deferred
2 | MILL01 | T-4 | Capacity Auction | 2021 | FCC (E&M) Limited |  | Millerhill EfW | FCC (E&M) Holdings Limited | 01604826262 | carol.nunn@fccenvironment.co.uk | Distribution | Non CMRS | New Build Generating CMU | Waste | Coal/biomass |  | Conditionally Prequalified | Opt-In |  | 15 |  | Yes |  |  | 131370 |  | 15 |  |  | 13.137 |  |  |  | 13.137 |  |  | FCC (E+M) Limited, New build 170kT Energy from Waste plant at Newcraighall with estimated 14 MW Generation Capacity. Auxilliary load is not included in connection capacity .i.e the export is net. Millerhill Recycling & Energy Recovery Centre Whitehill Road DALKEITH EH22 1SX NT 321 710 | N/A |  |  |  | Yes | [13 empty] | Deferred
1 | MINET1 | T-4 | Capacity Auction | 2021 | MINETY BATTERY STORAGE LIMITED |  | Minety Storage | Low Carbon Storage Investment Company Limited | 02074090700 | enquiries@lowcarbon.com | Distribution | Non CMRS | New Build Generating CMU | Storage - Battery | Storage | Yes | Conditionally Prequalified | Opt-In |  | 15 |  | Yes | Yes |  | 479590 | Yes | 49.9 |  |  | 47.959 |  |  |  | 47.959 |  |  | Lithium Ion battery storage system capable of importing, storing and exporting electricity. Land adjacent to electricity sub station Stonehill Charlton Wiltshire SN16 9RP ST 998 896 | N/A |  |  |  | Yes | [13 empty] | Deferred
2 | MON_17 | T-4 | Capacity Auction | 2021 | Monckton Energy Limited |  | Monckton | Hargreaves Services PLC | 01913734485 | info@hsgplc.co.uk | Distribution | Non CMRS | New Build Generating CMU | Gas | OCGT and Reciprocating Engines (Fuel Type - Gas) |  | Conditionally Prequalified | Opt-In |  | 15 |  | Yes | Yes |  | 63520 | Yes | 6.7 |  |  | 6.352 |  |  |  | 6.352 |  |  | 2 x 2.5 MW, 1 x 2.MW Gas fuelled reciprocating engines Monckton Energy Limited, Lundhill Lane, Royston, Barnsley, South Yorkshire. S71 4BD SE374118 | N/A |  |  |  | Yes | [13 empty] | Deferred
1 | Moyle3 | T-4 | Capacity Auction | 2021 | Moyle Interconnector Limited |  | Moyle Interconnector | MOYLE INTERCONNECTOR (FINANCING) PUBLIC LIMITED CO | 02890437580 | moyle@mutual-energy.com | Transmission | CMRS | Existing Interconnector CMU | Interconnector | Moyle (Northern Ireland) |  | Prequalified | Opt-In |  | 1 |  |  |  |  | 0 |  | 500 |  |  | 70 |  |  |  | 70 |  |  | The Moyle Interconnector links the electricity grids of Northern Ireland and Scotland through submarine cables running between converter stations at Ballycronan More in Islandmagee, County Antrim and Auchencrosh in Ayrshire. The link has a capacity of 500 MW. The Moyle Interconnector is owned and operated by Moyle Interconnector Limited, which is in turn financed through Moyle Holdings Limited and Moyle Interconnector (Financing) Public Limited Company, all part of the Mutual Energy Limited group of companies. NX 097 791 | 8320 | [17 empty] | No
2 | MPRKR2 | T-4 | Capacity Auction | 2021 | Mercia Power Response (Kestrel Road) Limited |  | Kestrel Road |  |  |  | Distribution | Non CMRS | New Build Generating CMU | Gas | OCGT and Reciprocating Engines (Fuel Type - Gas) |  | Conditionally Prequalified | Opt-In |  | 1 |  | Yes |  |  | 37130 |  | 3.916 |  |  | 3.713 |  |  |  | 3.792 |  |  | New reciprocating genset in acoustic enclosure Kestrel Road, Manfield, Nottingham, NG18 5FJ *Post code and grid reference may not match because site address is not yet registered with post office. We have used nearest available post code. SK525595 | N/A |  |  |  | No | No | Yes | Metering Option (a) | No |  |  | No | [6 empty] | Deferred
1 | MPROG1 | T-4 | Capacity Auction | 2021 | Mercia Power Response (Outgang Lane) Limited |  | Outgang Lane |  |  |  | Distribution | Non CMRS | New Build Generating CMU | Gas | OCGT and Reciprocating Engines (Fuel Type - Gas) |  | Conditionally Prequalified | Opt-In |  | 15 |  | Yes |  |  | 74260 |  | 7.832 |  |  | 7.426 |  |  |  | 7.585 |  |  | New reciprocating genset in acoustic enclosure Outgang Lane, Dinnington, Sheffield, S25 3QT *Post code and grid reference may not match because site address is not yet registered with post office. We have used nearest available post code. SK520867 | N/A |  |  |  | No | No | Yes | Metering Option (a) | No |  |  | No | [6 empty] | Deferred
2 | MPRUS1 | T-4 | Capacity Auction | 2021 | Mercia Power Response (Union Street) Limited |  | Union Street |  |  |  | Distribution | Non CMRS | New Build Generating CMU | Gas | OCGT and Reciprocating Engines (Fuel Type - Gas) |  | Conditionally Prequalified | Opt-In |  | 15 |  | Yes |  |  | 74260 |  | 7.832 |  |  | 7.426 |  |  |  | 7.585 |  |  | New reciprocating genset in acoustic enclosure Union Street, rotherham, S61 1AB *Post code and grid reference may not match because site address is not yet registered with post office. We have used nearest available post code. SK417928 | N/A |  |  |  | No | No | Yes | Metering Option (a) | No |  |  | No | [6 empty] | No
1 | MRWD21 | T-4 | Capacity Auction | 2021 | SSE Energy Supply Limited |  | Marchwood | SSE plc | 01738457343 | CMSecondaryTrading@sse.com | Transmission | CMRS | Existing Generating CMU | Gas | CCGT |  | Prequalified | Opt-In |  | 1 |  |  |  |  | 0 |  | 920 |  |  | 828 |  |  |  | 828 |  |  | Marchwood CCGT Marchwood Power, Marchwood Industrial Park, Oceanic Way, Marchwood, Southampton, SO40 4BD SU395110 | 7212 |  |  |  | No |  |  |  | No | [9 empty] | No
2 | NACT03 | T-4 | Capacity Auction | 2021 | Nacton Power Limited |  | Nacton Power | Apus Energy Limited | 02920547206 | matthew.tucker@welshpower.com | Distribution | Non CMRS | New Build Generating CMU | Gas | OCGT and Reciprocating Engines |  | Conditionally Prequalified | Opt-In |  | 15 |  | Yes | Yes |  | 149800 | Yes | 15.8 |  |  | 14.98 |  |  |  | 15.17 |  |  | 16 MW power plant comprising 8 x 2MW gas reciprocating engines. The power plant will be connected to the local distribution and gas network. Vacant Land off Lytham Rd, Ipswich IP3 9BF TM 211 415 | N/A |  |  |  | Yes | [13 empty] | Deferred
1 | NBALB9 | T-4 | Capacity Auction | 2021 | Limejump Virtual 1 Limited |  | Albrighton 2 | Limejump Ltd | 02071275308 | capacitymarket@limejump.com | Distribution | Non CMRS | New Build Generating CMU | Storage - Battery | Storage | Yes | Rejected | Opt-In |  | 15 |  |  |  |  | 0 |  | 4.704 |  |  | 4.521 |  |  |  | 4.521 |  |  | 4.704 MW of Battery Storage located at Shropshire. Land North of Harriots Hayes Lane Albrighton Shropshire WV8 1RQ SJ 839 051 | N/A |  |  |  | Yes | [13 empty] | Deferred
2 | NBASH8 | T-4 | Capacity Auction | 2021 | Limejump Virtual 5 Limited |  | Ashbourne | Limejump Ltd | 02071275308 | capacitymarket@limejump.com | Distribution | Non CMRS | New Build Generating CMU | Storage - Battery | Storage | Yes | Rejected | Opt-In |  | 15 |  |  |  |  | 0 |  | 5 |  |  | 4.806 |  |  |  | 4.806 |  |  | 5 MW Storage facility located at Ashbourne Airfield. Ashbourne Airfield Site opposite to hanger 4 Ashbourne Airfield Industrial Estate Blenheim Road Ashbourne DE6 1HA SK 193 454 | N/A |  |  |  | Yes | [13 empty] | Deferred
1 | NBAYL1 | T-4 | Capacity Auction | 2021 | BESS Aylesford Limited |  | Aylesford | BESS Holdco 3 Limited | 01604861944 | contact@bestorage.co.uk | Distribution | Non CMRS | New Build Generating CMU | Storage - Battery | Storage | Yes | Conditionally Prequalified | Opt-In |  | 15 |  |  | Yes |  | 278720 | Yes | 29 |  |  | 27.872 |  |  |  | 27.872 |  |  | 29MW Battery Storage located at Aylesford. Aylesford BES Site Old Church Road Burham Kent ME20 7PA TQ 712 600 | N/A |  |  |  | Yes | [13 empty] | Deferred
2 | NBBEL3 | T-4 | Capacity Auction | 2021 | BSR Energy Limited | Limejump Virtual 7 Limited | Bell Farm | BSR Energy Holdings Limited | 01458224901 | admin@projectcharge.co.uk | Distribution | Non CMRS | New Build Generating CMU | Storage - Battery | Storage | Yes | Conditionally Prequalified | Opt-In |  | 15 |  | Yes | Yes |  | 48060 | Yes | 5 |  |  | 4.806 |  |  |  | 4.806 |  |  | A 5MW Energy storage system located at Bell Farm, Bridport Bell Farm Loders Bridport DT6 3SA SY 498 946 | N/A |  |  |  | Yes | [13 empty] | Deferred
1 | NBBRA7 | T-4 | Capacity Auction | 2021 | Limejump Virtual 4 Limited |  | Braco 1 | Limejump Ltd | 02071275308 | capacitymarket@limejump.com | Distribution | Non CMRS | New Build Generating CMU | Storage - Battery | Storage | Yes | Rejected | Opt-In |  | 15 |  |  |  |  | 0 |  | 9.999 |  |  | 9.61 |  |  |  | 9.61 |  |  | 9.999 MW Battery Storage unit located at Dunblane. Unnamed Road Dunblane FK15 9RD NN 805 095 | N/A |  |  |  | Yes | [13 empty] | Deferred
2 | NBBRD5 | T-4 | Capacity Auction | 2021 | BSR Energy Limited | Limejump Virtual 7 Limited | Broadfield | BSR Energy Holdings Limited | 01458224901 | admin@projectcharge.co.uk | Distribution | Non CMRS | New Build Generating CMU | Storage - Battery | Storage | Yes | Conditionally Prequalified | Opt-In |  | 15 |  | Yes | Yes |  | 48060 | Yes | 5 |  |  | 4.806 |  |  |  | 4.806 |  |  | A 5MW Energy storage system located at Cheltenham. Broadfield Farm Northleach Cheltenham GL54 3PH SP 105 143 | N/A |  |  |  | Yes | [13 empty] | Deferred
1 | NBBRK6 | T-4 | Capacity Auction | 2021 | BSR Energy Limited | Limejump Virtual 7 Limited | Brook Street | BSR Energy Holdings Limited | 01458224901 | admin@projectcharge.co.uk | Distribution | Non CMRS | New Build Generating CMU | Storage - Battery | Storage | Yes | Conditionally Prequalified | Opt-In |  | 15 |  | Yes | Yes |  | 192220 | Yes | 20 |  |  | 19.222 |  |  |  | 19.222 |  |  | A 20MW Energy storage system located at Oldham. Land at 8 –18 Brook Street Oldham OL1 3HG SD 934 052 | N/A |  |  |  | Yes | [13 empty] | Deferred
2 | NBCAR1 | T-4 | Capacity Auction | 2021 | BSR Energy Limited | Limejump Virtual 7 Limited | Carterton | BSR Energy Holdings Limited | 01458224901 | admin@projectcharge.co.uk | Distribution | Non CMRS | New Build Generating CMU | Storage - Battery | Storage | Yes | Conditionally Prequalified | Opt-In |  | 15 |  | Yes | Yes |  | 67280 | Yes | 7 |  |  | 6.728 |  |  |  | 6.728 |  |  | A 7MW Energy storage system located at Carterton Unit 10 Ventura Business Park Carterton OX18 1AD SP 287 075 | N/A |  |  |  | Yes | [13 empty] | Deferred
1 | NBCLA1 | T-4 | Capacity Auction | 2021 | Limejump Virtual 1 Limited |  | Clayhill | Limejump Ltd | 02071275308 | capacitymarket@limejump.com | Distribution | Non CMRS | New Build Generating CMU | Storage - Battery | Storage | Yes | Rejected | Opt-In |  | 15 |  |  |  |  | 0 |  | 6 |  |  | 5.767 |  |  |  | 5.767 |  |  | 6 MW Battery Storage facility located at Westoning. Land North of Clayhill Farm Westoning MK45 5JD TL 035 328 | N/A |  |  |  | Yes | [13 empty] | Deferred
2 | NBCLD1 | T-4 | Capacity Auction | 2021 | BESS Claredown Limited |  | Claredown | BESS Holdco 4 Limited | 01604861944 | contact@bestorage.co.uk | Distribution | Non CMRS | New Build Generating CMU | Storage - Battery | Storage | Yes | Conditionally Prequalified | Opt-In |  | 15 |  |  | Yes |  | 192220 | Yes | 20 |  |  | 19.222 |  |  |  | 19.222 |  |  | 20MW Battery Storage Facility located in Sudbury, Essex. Land at Claredown Farm Hickford Hill Belchamp St Paul Sudbury Essex CO10 7DW TL 780 446 | N/A |  |  |  | Yes | [13 empty] | Deferred
1 | NBDON9 | T-4 | Capacity Auction | 2021 | Limejump Virtual 5 Limited |  | Doncaster Balby | Limejump Ltd | 02071275308 | capacitymarket@limejump.com | Distribution | Non CMRS | New Build Generating CMU | Storage - Battery | Storage | Yes | Rejected | Opt-In |  | 15 |  |  |  |  | 0 |  | 10 |  |  | 9.611 |  |  |  | 9.611 |  |  | 10 MW Storage facility located at Balby, Doncaster. J3 Business Park Balby Carr End Doncaster DN4 8DE SE 582 009 | N/A |  |  |  | Yes | [13 empty] | Deferred
2 | NBDRO1 | T-4 | Capacity Auction | 2021 | Limejump Virtual 5 Limited |  | Dronfield | Limejump Ltd | 02071275308 | capacitymarket@limejump.com | Distribution | Non CMRS | New Build Generating CMU | Storage - Battery | Storage | Yes | Rejected | Opt-In |  | 15 |  |  |  |  | 0 |  | 18 |  |  | 17.3 |  |  |  | 17.3 |  |  | 18 MW Storage facility located at Dronfield, Sheffield. Callywhite Lane Dronfield Sheffield S18 2XR SK 365 782 | N/A |  |  |  | Yes | [13 empty] | Deferred
1 | NBERL1 | T-4 | Capacity Auction | 2021 | Limejump Virtual 4 Limited |  | Energy Reservoir | Limejump Ltd | 02071275308 | capacitymarket@limejump.com | Distribution | Non CMRS | New Build Generating CMU | Storage - Battery | Storage | Yes | Rejected | Opt-In |  | 15 |  |  |  |  | 0 |  | 5 |  |  | 4.806 |  |  |  | 4.806 |  |  | 5 MW lithium battery located at Hinkley. Land north of Hinkley Road LE10 3EG SP 410 923 | N/A |  |  |  | Yes | [13 empty] | Deferred
2 | NBFB13 | T-4 | Capacity Auction | 2021 | Limejump Virtual 5 Limited |  | Ferrybridge | Limejump Ltd | 02071275308 | capacitymarket@limejump.com | Distribution | Non CMRS | New Build Generating CMU | Storage - Battery | Storage | Yes | Rejected | Opt-In |  | 15 |  |  |  |  | 0 |  | 20 |  |  | 19.222 |  |  |  | 19.222 |  |  | 20 MW Storage facility located at Knottingley. 1 Kirkhaw Lane Knottingley WF11 8RD SE 479 247 | N/A |  |  |  | Yes | [13 empty] | Deferred
1 | NBFER3 | T-4 | Capacity Auction | 2021 | Spectrum Solicitors Limited | Limejump Ltd | Ferrybridge |  | 08455195295 | info@specsolicitors.com | Distribution | Non CMRS | New Build Generating CMU | Storage - Battery | Storage | Yes | Rejected | Opt-In |  | 15 |  |  |  |  | 0 |  | 5 |  |  | 4.806 |  |  |  | 4.806 |  |  | 5 MW battery storage facility Land at Multitech Kirkhaw Lane Ferrybridge WF11 8RD SE 480 247 | N/A |  |  |  | Yes | [13 empty] | Deferred
2 | NBFRA5 | T-4 | Capacity Auction | 2021 | Spectrum Solicitors Limited | Limejump Ltd | Grangemouth |  | 08455195295 | info@specsolicitors.com | Distribution | Non CMRS | New Build Generating CMU | Storage - Battery | Storage | Yes | Rejected | Opt-In |  | 15 |  |  |  |  | 0 |  | 20 |  |  | 19.222 |  |  |  | 19.222 |  |  | 20MW battery generation system, Grangemouth. Land at Ineos Wholeflatts Rd Polmont Grangemouth FK3 9UB NS 943 801 | N/A |  |  |  | Yes | [13 empty] | Deferred
1 | NBFSC1 | T-4 | Capacity Auction | 2021 | Limejump Ltd. |  | Seamer Carr |  | 02071275308 | capacitymarket@limejump.com | Distribution | Non CMRS | New Build Generating CMU | Storage - Battery | Storage | Yes | Rejected | Opt-In |  | 15 |  |  |  |  | 0 |  | 3 |  |  | 2.883 |  |  |  | 2.883 |  |  | 3MW Battery Storage facility located at Scarborough Seamer Carr Landfill Seamer Scarborough YO12 4QA TA 025 830 | N/A |  |  |  | Yes | [13 empty] | Deferred
2 | NBGAY2 | T-4 | Capacity Auction | 2021 | Limejump Ltd. |  | Gaywood |  | 02071275308 | capacitymarket@limejump.com | Distribution | Non CMRS | New Build Generating CMU | Storage - Battery | Storage | Yes | Rejected | Opt-In |  | 15 |  |  |  |  | 0 |  | 7.5 |  |  | 7.208 |  |  |  | 7.208 |  |  | 7.5MW Lithium Ion Battery Technology Gaywood Farm Hilders Lane Edenbridge TN8 6LD TQ 435 482 | N/A |  |  |  | Yes | [13 empty] | Deferred
1 | NBGRE2 | T-4 | Capacity Auction | 2021 | BSR Energy Limited | Limejump Virtual 7 Limited | Green Farm | BSR Energy Holdings Limited | 01458224901 | admin@projectcharge.co.uk | Distribution | Non CMRS | New Build Generating CMU | Storage - Battery | Storage | Yes | Conditionally Prequalified | Opt-In |  | 15 |  | Yes | Yes |  | 76890 | Yes | 8 |  |  | 7.689 |  |  |  | 7.689 |  |  | An 8MW Energy storage system located at Reading. Green Farm Burghfield Reading RG30 3TU SU 664 692 | N/A |  |  |  | Yes | [13 empty] | Deferred
2 | NBGRE8 | T-4 | Capacity Auction | 2021 | Limejump Virtual 4 Limited |  | Greenock 1 | Limejump Ltd | 02071275308 | capacitymarket@limejump.com | Distribution | Non CMRS | New Build Generating CMU | Storage - Battery | Storage | Yes | Rejected | Opt-In |  | 15 |  |  |  |  | 0 |  | 15 |  |  | 14.417 |  |  |  | 14.417 |  |  | 15 MW Storage battery located at Greenock Valley Park Inverkip Road Greenock PA16 0AH NS 232 742 | N/A |  |  |  | Yes | [13 empty] | Deferred
1 | NBGRE9 | T-4 | Capacity Auction | 2021 | Limejump Virtual 4 Limited |  | Greenock 2 | Limejump Ltd | 02071275308 | capacitymarket@limejump.com | Distribution | Non CMRS | New Build Generating CMU | Storage - Battery | Storage | Yes | Rejected | Opt-In |  | 15 |  |  |  |  | 0 |  | 18 |  |  | 17.3 |  |  |  | 17.3 |  |  | 18 MW storage battery located at Greenock Valley Park Inverkip Road Greenock PA16 0AH NS 233 743 | N/A |  |  |  | Yes | [13 empty] | Deferred
2 | NBHAR6 | T-4 | Capacity Auction | 2021 | Spectrum Solicitors Limited | Limejump Ltd | Harrogate |  | 08455195295 | info@specsolicitors.com | Distribution | Non CMRS | New Build Generating CMU | Storage - Battery | Storage | Yes | Rejected | Opt-In |  | 15 |  |  |  |  | 0 |  | 5 |  |  | 4.806 |  |  |  | 4.806 |  |  | 5 MW battery generation system, Harrogate. Land at The Hydro Jennyfield Dr Harrogate HG1 2RP SE 294 563 | N/A |  |  |  | Yes | [13 empty] | Deferred
1 | NBHEA6 | T-4 | Capacity Auction | 2021 | Limejump Virtual 4 Limited |  | Heatherywood | Limejump Ltd | 02071275308 | capacitymarket@limejump.com | Distribution | Non CMRS | New Build Generating CMU | Storage - Battery | Storage | Yes | Rejected | Opt-In |  | 15 |  |  |  |  | 0 |  | 20 |  |  | 19.222 |  |  |  | 19.222 |  |  | 20 MW Battery Storage located at Fife. Heatherywood Kirkcaldy Fife KY1 3NW NT 292 955 | N/A |  |  |  | Yes | [13 empty] | Deferred
2 | NBHH13 | T-4 | Capacity Auction | 2021 | Limejump Ltd. |  | Townsend Hook |  | 02071275308 | capacitymarket@limejump.com | Distribution | Non CMRS | New Build Generating CMU | Gas | CHP and autogeneration |  | Rejected | Opt-In |  | 15 |  |  |  |  | 0 |  | 10.754 |  |  | 9.679 |  |  |  | 9.679 |  |  | 10.754 MW CHP Plant with 2 new Gas Turbines Smurfit Kappa Townsend Hook Snodland Kent ME6 5AX TQ 707 616 | N/A |  |  |  | Yes | [13 empty] | Deferred
1 | NBHL13 | T-4 | Capacity Auction | 2021 | Limejump Virtual 1 Limited |  | Mango | Limejump Ltd | 02071275308 | capacitymarket@limejump.com | Distribution | Non CMRS | New Build Generating CMU | Storage - Battery | Storage | Yes | Rejected | Opt-In |  | 15 |  |  |  |  | 0 |  | 20 |  |  | 19.222 |  |  |  | 19.222 |  |  | 20MW battery storage site Sunrise House, Hulley Road, Macclesfield, Cheshire, SK10 2LP SK10 2LP | N/A |  |  |  | Yes | [13 empty] | Deferred
2 | NBHOL7 | T-4 | Capacity Auction | 2021 | Limejump Virtual 5 Limited |  | Turner Crescent | Limejump Ltd | 02071275308 | capacitymarket@limejump.com | Distribution | Non CMRS | New Build Generating CMU | Storage - Battery | Storage | Yes | Rejected | Opt-In |  | 15 |  |  |  |  | 0 |  | 40 |  |  | 38.444 |  |  |  | 38.444 |  |  | 40 MW Storage facility located at Newcastle under Lyme. Holditch Road Newcastle under Lyme Staffordshire ST5 9JG SJ 837 483 | N/A |  |  |  | Yes | [13 empty] | Deferred
1 | NBHOM1 | T-4 | Capacity Auction | 2021 | Limejump Ltd. |  | Holmsleigh |  | 02071275308 | capacitymarket@limejump.com | Distribution | Non CMRS | New Build Generating CMU | Storage - Battery | Storage | Yes | Conditionally Prequalified | Opt-In |  | 15 |  | Yes | Yes |  | 38550 | Yes | 4.011 |  |  | 3.855 |  |  |  | 3.855 |  |  | 0.261MW Storage Battery located in Devon Philip Dennis Foodservice Mullacott Cross Industrial Estate Ilfracombe Devon EX34 8PL SS515443 | N/A |  |  |  | Yes | [13 empty] | Deferred
X | NBHOM1-Component |  |  |  | Limejump Ltd. | [9 empty] | Storage | [21 empty] | 3.75 MW storage battery located in Devon Philip Dennis Foodservice Roundswell Business Park Barnstaple Devon EX31 3TD SS 537 315
2 | NBHOW1 | T-4 | Capacity Auction | 2021 | LONDON &amp; OXFORD ENERGY INVESTMENT LIMITED | Limejump Virtual 6 Limited | Howard |  | 02077969089 | info@londonandoxford.com | Distribution | Non CMRS | New Build Generating CMU | Storage - Battery | Storage | Yes | Rejected | Opt-In |  | 15 |  |  |  |  | 0 |  | 10 |  |  | 9.611 |  |  |  | 9.611 |  |  | 10MW battery storage installed at Worcester Isis House, Howard Road Park North Farm Redditch Worcester B98 7SE SP 060 657 | N/A |  |  |  | Yes | [13 empty] | Deferred
1 | NBHUN2 | T-4 | Capacity Auction | 2021 | Spectrum Solicitors Limited | Limejump Ltd | Hunshelf |  | 08455195295 | info@specsolicitors.com | Distribution | Non CMRS | New Build Generating CMU | Storage - Battery | Storage | Yes | Rejected | Opt-In |  | 15 |  |  |  |  | 0 |  | 40 |  |  | 38.444 |  |  |  | 38.444 |  |  | 40MW battery generation system Northern Power Grid Substation Tofts Lane Oxspring Hunshelf S36 8WR SE 262 000 | N/A |  |  |  | Yes | [13 empty] | Deferred
2 | NBILM8 | T-4 | Capacity Auction | 2021 | Limejump Virtual 1 Limited |  | Ilmer | Limejump Ltd | 02071275308 | capacitymarket@limejump.com | Distribution | Non CMRS | New Build Generating CMU | Storage - Battery | Storage | Yes | Rejected | Opt-In |  | 15 |  |  |  |  | 0 |  | 5 |  |  | 4.806 |  |  |  | 4.806 |  |  | 5 MW of Battery Storage located at Ilmer. Land North of Bumpers Farm, Bumpers Lane, Ilmer HP27 9RE SP763058 | N/A |  |  |  | Yes | [13 empty] | Deferred
1 | NBIM16 | T-4 | Capacity Auction | 2021 | Limejump Virtual 5 Limited |  | Immingham | Limejump Ltd | 02071275308 | capacitymarket@limejump.com | Distribution | Non CMRS | New Build Generating CMU | Storage - Battery | Storage | Yes | Rejected | Opt-In |  | 15 |  |  |  |  | 0 |  | 50 |  |  | 48.055 |  |  |  | 48.055 |  |  | 50 MW Storage facility located at Stallingborough, Grimsby. Netherlands Way Stallingborough Grimsby DN41 8DT TA 208 142 | N/A |  |  |  | Yes | [13 empty] | Deferred
2 | NBIM17 | T-4 | Capacity Auction | 2021 | Limejump Virtual 5 Limited |  | Immingham 2 | Limejump Ltd | 02071275308 | capacitymarket@limejump.com | Distribution | Non CMRS | New Build Generating CMU | Storage - Battery | Storage | Yes | Rejected | Opt-In |  | 15 |  |  |  |  | 0 |  | 20 |  |  | 19.222 |  |  |  | 19.222 |  |  | 20 MW Storage facility located at Stallingborough, Grimsby. Netherlands Way Stallingborough Grimsby DN41 8DT TA 208 142 | N/A |  |  |  | Yes | [13 empty] | Deferred
1 | NBKIR4 | T-4 | Capacity Auction | 2021 | Spectrum Solicitors Limited | Limejump Ltd | Kirkstall |  | 08455195295 | info@specsolicitors.com | Distribution | Non CMRS | New Build Generating CMU | Storage - Battery | Storage | Yes | Rejected | Opt-In |  | 15 |  |  |  |  | 0 |  | 50 |  |  | 48.055 |  |  |  | 48.055 |  |  | 50 MW battery generation system, Leeds. 4 Redcote Lane Kirkstall Leeds LS4 2 AL SE 269 342 | N/A |  |  |  | Yes | [13 empty] | Deferred
2 | NBKKT1 | T-4 | Capacity Auction | 2021 | Limejump Virtual 3 Limited |  | KnotKirkThry | Limejump Ltd | 02071275308 | capacitymarket@limejump.com | Distribution | Non CMRS | New Build Generating CMU | Storage - Battery | Storage | Yes | Conditionally Prequalified | Opt-In |  | 15 |  | Yes |  |  | 34590 |  | 3.6 |  |  | 3.459 |  |  |  | 3.46 |  |  | The CMU component at Thrybergh is an energy storage system comprised of Lithium-ion batteries. The system will have a 1.2 MW export capacity and an import capacity of 1.2 MW Thrybergh Weir Kilnhurst Mexborough South Yorkshire S64 5TJ SK 463 964 | N/A |  |  |  | Yes | [13 empty] | Deferred
X | NBKKT1-Component |  |  |  | Limejump Virtual 3 Limited | [9 empty] | Storage | [21 empty] | The CMU component at Kirkthorpe is an energy storage system comprised of Lithium-ion batteries. The system will have a 1.2 MW export capacity and an import capacity of 1.2MW Kirkthorpe Weir Kirkthorpe Wakefield West Yorkshire WF1 5SY SE 358 212
X | NBKKT1-Component |  |  |  | Limejump Virtual 3 Limited | [9 empty] | Storage | [21 empty] | The CMU component at Knottingley is an energy storage system comprised of Lithium-ion batteries. The system will have a 1.2 MW export capacity and an import capacity of 1.2MW Brotherton Weir, Knottingley West Yorkshire WF11 8HR SE 493 242
1 | NBLAR4 | T-4 | Capacity Auction | 2021 | Limejump Virtual 1 Limited |  | Larport | Limejump Ltd | 02071275308 | capacitymarket@limejump.com | Distribution | Non CMRS | New Build Generating CMU | Storage - Battery | Storage | Yes | Rejected | Opt-In |  | 15 |  |  |  |  | 0 |  | 20 |  |  | 19.222 |  |  |  | 19.222 |  |  | 20 MW Battery Storage facility located at Hereford. Land West of Clay Hill Pit Larport farm Larport Lane Dormington Hereford HR1 4EP SO 575 392 | N/A |  |  |  | Yes | [13 empty] | Deferred
2 | NBLDW3 | T-4 | Capacity Auction | 2021 | Limejump Virtual 4 Limited |  | Loudwater | Limejump Ltd | 02071275308 | capacitymarket@limejump.com | Distribution | Non CMRS | New Build Generating CMU | Storage - Battery | Storage | Yes | Rejected | Opt-In |  | 15 |  |  |  |  | 0 |  | 40 |  |  | 38.444 |  |  |  | 38.444 |  |  | 40MW battery storage located at Loudwater, Buckinghamshire. Derehams Lane Loudwater Buckinghamshire HP10 9RW SU 907 911 | N/A |  |  |  | Yes | [13 empty] | Deferred
1 | NBLJ01 | T-4 | Capacity Auction | 2021 | Limejump Ltd. |  | Passion fruit |  | 02071275308 | capacitymarket@limejump.com | Distribution | Non CMRS | New Build Generating CMU | Storage - Battery | Storage | Yes | Conditionally Prequalified | Opt-In |  | 15 |  | Yes | Yes |  | 19610 | Yes | 2.04 |  |  | 1.961 |  |  |  | 1.961 |  |  | 0.9MW Battery storage located at Hampshire The Quarry, Timsbury Manor, Manor Lane, Timsbury,Hampshire SO510NE SU 351 234 | N/A |  |  |  | Yes | [13 empty] | Deferred
X | NBLJ01-Component |  |  |  | Limejump Ltd. | [9 empty] | Storage | [21 empty] | 1.14MW Battery Storage Facility Land at KWTN Solar Limited at JB Wheaton and Sons Limited, Station Road, S Chard TA20 4QN ST342050
2 | NBLJ02 | T-4 | Capacity Auction | 2021 | Limejump Ltd. |  | Basket |  | 02071275308 | capacitymarket@limejump.com | Distribution | Non CMRS | New Build Generating CMU | Storage - Battery | Storage | Yes | Rejected | Opt-In |  | 15 |  |  |  |  | 0 |  | 2.28 |  |  | 2.192 |  |  |  | 2.191 |  |  | A 0.18 MW Storage facility located in Norwich Gothic Cottage Farm Mill Rd East Ruston Norwich NR12 9HS TG 358 293 | N/A |  |  |  | Yes | [13 empty] | Deferred
X | NBLJ02-Component |  |  |  | Limejump Ltd. | [9 empty] | Storage | [21 empty] | 1.5MW battery located in Southampton Questmap Business park Drivers Wharf Northam Road Southampton SO14 0PF SU 434 127
X | NBLJ02-Component |  |  |  | Limejump Ltd. | [9 empty] | Storage | [21 empty] | 0.1MW Tesla battery located at Eversham Salford Lodge Pitchill Evesham WR11 8SN SP054512
X | NBLJ02-Component |  |  |  | Limejump Ltd. | [9 empty] | Storage | [21 empty] | A 0.5MW Lithium Ion Battery based in Nottingham Trent Basin Nottingham NG2 4DS SK 590 389
1 | NBLO11 | T-4 | Capacity Auction | 2021 | Limejump Virtual 1 Limited |  | Lovedean 1 | Limejump Ltd | 02071275308 | capacitymarket@limejump.com | Distribution | Non CMRS | New Build Generating CMU | Storage - Battery | Storage | Yes | Rejected | Opt-In |  | 15 |  |  |  |  | 0 |  | 25 |  |  | 24.028 |  |  |  | 24.028 |  |  | 25 MW of Battery Storage located at Waterlooville. Denmead Farm, Edneys Lane, Denmead, Waterlooville PO8 0SJ SU 675 132 | N/A |  |  |  | Yes | [13 empty] | Deferred
2 | NBLO12 | T-4 | Capacity Auction | 2021 | Limejump Virtual 1 Limited |  | Lovedean 2 | Limejump Ltd | 02071275308 | capacitymarket@limejump.com | Distribution | Non CMRS | New Build Generating CMU | Storage - Battery | Storage | Yes | Rejected | Opt-In |  | 15 |  |  |  |  | 0 |  | 24.95 |  |  | 23.979 |  |  |  | 23.979 |  |  | 24.95 MW of Battery Storage located at Waterlooville. Denmead Farm Edneys Lane Denmead Waterlooville PO8 0SJ SU 675 132 | N/A |  |  |  | Yes | [13 empty] | Deferred
1 | NBLY15 | T-4 | Capacity Auction | 2021 | Limejump Virtual 5 Limited |  | Lymington | Limejump Ltd | 02071275308 | capacitymarket@limejump.com | Distribution | Non CMRS | New Build Generating CMU | Storage - Battery | Storage | Yes | Rejected | Opt-In |  | 15 |  |  |  |  | 0 |  | 50 |  |  | 48.055 |  |  |  | 48.055 |  |  | 50 MW Storage facility located at Riversdale Way, Newcastle. Newburn Hauge Ind Est Riversdale Way Newcastle NE15 8SF NZ 180 647 | N/A |  |  |  | Yes | [13 empty] | Deferred
2 | NBMAL1 | T-4 | Capacity Auction | 2021 | Limejump Virtual 4 Limited |  | Maldon | Limejump Ltd | 02071275308 | capacitymarket@limejump.com | Distribution | Non CMRS | New Build Generating CMU | Storage - Battery | Storage | Yes | Rejected | Opt-In |  | 15 |  |  |  |  | 0 |  | 40 |  |  | 38.444 |  |  |  | 38.444 |  |  | 40MW of battery storage located in Essex Land east of Maldon Hall Farm Maldon Essex CM9 6HD TL 846 070 | N/A |  |  |  | Yes | [13 empty] | Deferred
1 | NBMAN6 | T-4 | Capacity Auction | 2021 | Limejump Virtual 1 Limited |  | Manor Farm | Limejump Ltd | 02071275308 | capacitymarket@limejump.com | Distribution | Non CMRS | New Build Generating CMU | Storage - Battery | Storage | Yes | Rejected | Opt-In |  | 15 |  |  |  |  | 0 |  | 9.408 |  |  | 9.042 |  |  |  | 9.042 |  |  | 9.408 MW of Battery Storage at Land at Manor Farm, Lincolnshire. Land at Manor Farm Wainfleet Road Irby in the Marsh Skegness Lincolnshire PE24 5AY TF 470 636 | N/A |  |  |  | Yes | [13 empty] | Deferred
2 | NBMAT1 | T-4 | Capacity Auction | 2021 | Spectrum Solicitors Limited | Limejump Ltd | Malton |  | 08455195295 | info@specsolicitors.com | Distribution | Non CMRS | New Build Generating CMU | Storage - Battery | Storage | Yes | Rejected | Opt-In |  | 15 |  |  |  |  | 0 |  | 5 |  |  | 4.806 |  |  |  | 4.806 |  |  | 5 MW Battery Storage Land to the Rear of Smartex Showfield Lane Malton YO17 6BT SE 787 727 | N/A |  |  |  | Yes | [13 empty] | Deferred
1 | NBMIL3 | T-4 | Capacity Auction | 2021 | Limejump Virtual 1 Limited |  | Mill Farm | Limejump Ltd | 02071275308 | capacitymarket@limejump.com | Distribution | Non CMRS | New Build Generating CMU | Storage - Battery | Storage | Yes | Rejected | Opt-In |  | 15 |  |  |  |  | 0 |  | 7 |  |  | 6.728 |  |  |  | 6.728 |  |  | 7 MW of Battery Storage loacated at Grantham. Mill Farm Caythorpe Heath Ln Caythorpe Grantham NG32 3ER SK 958 483 | N/A |  |  |  | Yes | [13 empty] | Deferred
2 | NBMU10 | T-4 | Capacity Auction | 2021 | Limejump Virtual 5 Limited |  | Mucklow 2 | Limejump Ltd | 02071275308 | capacitymarket@limejump.com | Distribution | Non CMRS | New Build Generating CMU | Storage - Battery | Storage | Yes | Rejected | Opt-In |  | 15 |  |  |  |  | 0 |  | 6 |  |  | 5.767 |  |  |  | 5.767 |  |  | 6 MW Storage facility located at Mucklow, Halesowen. Mucklow Heywood Bridge Halesowen B62 8DL SO 974 840 | N/A |  |  |  | Yes | [13 empty] | Deferred
1 | NBMUC4 | T-4 | Capacity Auction | 2021 | Limejump Virtual 5 Limited |  | Mucklow | Limejump Ltd | 02071275308 | capacitymarket@limejump.com | Distribution | Non CMRS | New Build Generating CMU | Storage - Battery | Storage | Yes | Rejected | Opt-In |  | 15 |  |  |  |  | 0 |  | 12 |  |  | 11.533 |  |  |  | 11.533 |  |  | 12 MW Storage facility located at Mucklow. Mucklow Heywood Bridge Halesowen B62 8DL SO 974 840 | N/A |  |  |  | Yes | [13 empty] | Deferred
2 | NBNEE7 | T-4 | Capacity Auction | 2021 | Limejump Virtual 1 Limited |  | Needless | Limejump Ltd | 02071275308 | capacitymarket@limejump.com | Distribution | Non CMRS | New Build Generating CMU | Storage - Battery | Storage | Yes | Rejected | Opt-In |  | 15 |  |  |  |  | 0 |  | 21.6 |  |  | 20.76 |  |  |  | 20.76 |  |  | 21.6 MW of Battery Storage located in Bishop Auckland. Needless Hall Farm Toronto Bishop Auckland DL14 7RJ NZ 191 310 | N/A |  |  |  | Yes | [13 empty] | Deferred
1 | NBNOR7 | T-4 | Capacity Auction | 2021 | Spectrum Solicitors Limited | Limejump Ltd | Normanton |  | 08455195295 | info@specsolicitors.com | Distribution | Non CMRS | New Build Generating CMU | Storage - Battery | Storage | Yes | Rejected | Opt-In |  | 15 |  |  |  |  | 0 |  | 10 |  |  | 9.611 |  |  |  | 9.611 |  |  | 10 MW Battery Storage facility at Normanton. Land adjacent to Northern Power Grid substation Newland Ln Normanton WF6 1QG SE 378 222 | N/A |  |  |  | Yes | [13 empty] | Deferred
2 | NBORC4 | T-4 | Capacity Auction | 2021 | Limejump Virtual 4 Limited |  | Orchardbank | Limejump Ltd | 02071275308 | capacitymarket@limejump.com | Distribution | Non CMRS | New Build Generating CMU | Storage - Battery | Storage | Yes | Rejected | Opt-In |  | 15 |  |  |  |  | 0 |  | 9.999 |  |  | 9.61 |  |  |  | 9.61 |  |  | 9.999 MW battery storage located at Forfar. Orchard Bank Industrial Estate Forfar DD8 1TD NO 441 502 | N/A |  |  |  | Yes | [13 empty] | Deferred
1 | NBPA10 | T-4 | Capacity Auction | 2021 | Limejump Virtual 1 Limited |  | Partridge | Limejump Ltd | 02071275308 | capacitymarket@limejump.com | Distribution | Non CMRS | New Build Generating CMU | Storage - Battery | Storage | Yes | Rejected | Opt-In |  | 15 |  |  |  |  | 0 |  | 10 |  |  | 9.611 |  |  |  | 9.611 |  |  | 10 MW of Battery Storage located at Doncaster. Partridge Hill Farm Austerfield Doncaster DN10 6HA SK 654 965 | N/A |  |  |  | Yes | [13 empty] | Deferred
2 | NBPEC9 | T-4 | Capacity Auction | 2021 | Limejump Ltd. |  | NBPEC9 |  | 02071275308 | capacitymarket@limejump.com | Distribution | Non CMRS | New Build Generating CMU | Storage - Battery | Storage | Yes | Rejected | Opt-In |  | 15 |  |  |  |  | 0 |  | 20 |  |  | 19.222 |  |  |  | 19.222 |  |  | 20 MW storage battery Peel Common Battery Storage, Newgate Ln, Fareham, PO14 1JD SU 565 033 | N/A |  |  |  | Yes | [13 empty] | Deferred
1 | NBPIN6 | T-4 | Capacity Auction | 2021 | Limejump Virtual 5 Limited |  | Pine View | Limejump Ltd | 02071275308 | capacitymarket@limejump.com | Distribution | Non CMRS | New Build Generating CMU | Storage - Battery | Storage | Yes | Rejected | Opt-In |  | 15 |  |  |  |  | 0 |  | 10 |  |  | 9.611 |  |  |  | 9.611 |  |  | 10 MW Storage facility located at Cheadle. Draycott Cross Road Pine View Cheadle ST10 1AB SJ 992 423 | N/A |  |  |  | Yes | [13 empty] | Deferred
2 | NBRA11 | T-4 | Capacity Auction | 2021 | Limejump Virtual 5 Limited |  | Ravenhead | Limejump Ltd | 02071275308 | capacitymarket@limejump.com | Distribution | Non CMRS | New Build Generating CMU | Storage - Battery | Storage | Yes | Rejected | Opt-In |  | 15 |  |  |  |  | 0 |  | 30 |  |  | 28.833 |  |  |  | 28.833 |  |  | 30 MW Storage facility located at Ravenhead Road. Hurst Property Management Burtonhead Road St. Helens WA9 5DS SJ 513 944 | N/A |  |  |  | Yes | [13 empty] | Deferred
1 | NBRAM4 | T-4 | Capacity Auction | 2021 | BSR Energy Limited | Limejump Virtual 7 Limited | Rampisham | BSR Energy Holdings Limited | 01458224901 | admin@projectcharge.co.uk | Distribution | Non CMRS | New Build Generating CMU | Storage - Battery | Storage | Yes | Conditionally Prequalified | Opt-In |  | 15 |  | Yes | Yes |  | 33640 | Yes | 3.5 |  |  | 3.364 |  |  |  | 3.364 |  |  | A 3.5MW Energy storage system located at Dorchester. Rampisham Down Maiden Newton Dorchester DT2 0HS ST 548 012 | N/A |  |  |  | Yes | [13 empty] | Deferred
2 | NBROC2 | T-4 | Capacity Auction | 2021 | Limejump Virtual 1 Limited |  | Rock Farm | Limejump Ltd | 02071275308 | capacitymarket@limejump.com | Distribution | Non CMRS | New Build Generating CMU | Storage - Battery | Storage | Yes | Rejected | Opt-In |  | 1 |  |  |  |  | 0 |  | 19.6 |  |  | 18.838 |  |  |  | 18.838 |  |  | 19.6 MW Battery Storage facility located at Rock Farm, Shropshire. Rock Farm Ledwych St The Street Ludlow Shropshire SY8 2DS SO 531 746 | N/A |  |  |  | Yes | [13 empty] | Deferred
1 | NBSC18 | T-4 | Capacity Auction | 2021 | Limejump Virtual 5 Limited |  | Scarborough | Limejump Ltd | 02071275308 | capacitymarket@limejump.com | Distribution | Non CMRS | New Build Generating CMU | Storage - Battery | Storage | Yes | Rejected | Opt-In |  | 15 |  |  |  |  | 0 |  | 20 |  |  | 19.222 |  |  |  | 19.222 |  |  | 20 MW Storage facility located at Scarborough. Ambulance Station Queen Margaret's Road Scarborough YO11 2YH TA 034 865 | N/A |  |  |  | Yes | [13 empty] | Deferred
2 | NBSH14 | T-4 | Capacity Auction | 2021 | Limejump Virtual 5 Limited |  | Sheffield | Limejump Ltd | 02071275308 | capacitymarket@limejump.com | Distribution | Non CMRS | New Build Generating CMU | Storage - Battery | Storage | Yes | Rejected | Opt-In |  | 15 |  |  |  |  | 0 |  | 22 |  |  | 21.144 |  |  |  | 21.144 |  |  | 22 MW Storage facility located at Sheffield. 34 Bochum Parkway Sheffield S8 8JR SK 362 814 | N/A |  |  |  | Yes | [13 empty] | Deferred
1 | NBSK12 | T-4 | Capacity Auction | 2021 | Limejump Virtual 5 Limited |  | South Kirkby | Limejump Ltd | 02071275308 | capacitymarket@limejump.com | Distribution | Non CMRS | New Build Generating CMU | Storage - Battery | Storage | Yes | Rejected | Opt-In |  | 15 |  |  |  |  | 0 |  | 15 |  |  | 14.417 |  |  |  | 14.417 |  |  | 15 MW Storage facility located at South Kirkby, Pontefract. South Kirkby Business Park South Kirkby Pontefract WF9 3SU SE 443 117 | N/A |  |  |  | Yes | [13 empty] | Deferred
2 | NBSTE2 | T-4 | Capacity Auction | 2021 | Limejump Virtual 4 Limited |  | Scottow East | Limejump Ltd | 02071275308 | capacitymarket@limejump.com | Distribution | Non CMRS | New Build Generating CMU | Storage - Battery | Storage | Yes | Rejected | Opt-In |  | 15 |  |  |  |  | 0 |  | 2.2 |  |  | 2.114 |  |  |  | 2.114 |  |  | 2.2MW battery storage located at Coltishall. Former RAF Coltishall Scottow Enterprise Park NR10 5FB TG 274 225 | N/A |  |  |  | Yes | [13 empty] | Deferred
1 | NBSUN7 | T-4 | Capacity Auction | 2021 | BSR Energy Limited | Limejump Virtual 7 Limited | Sunnydale | BSR Energy Holdings Limited | 01458224901 | admin@projectcharge.co.uk | Distribution | Non CMRS | New Build Generating CMU | Storage - Battery | Storage | Yes | Conditionally Prequalified | Opt-In |  | 15 |  | Yes | Yes |  | 42770 | Yes | 4.45 |  |  | 4.277 |  |  |  | 4.277 |  |  | A 4.45MW Energy storage system located at Leicester. Sunnydale Farm Smeeton Road Saddington Leicester LE8 0QT SP 667 931 | N/A |  |  |  | Yes | [13 empty] | Deferred
2 | NBTH19 | T-4 | Capacity Auction | 2021 | Limejump Virtual 5 Limited |  | Thurcroft | Limejump Ltd | 02071275308 | capacitymarket@limejump.com | Distribution | Non CMRS | New Build Generating CMU | Storage - Battery | Storage | Yes | Rejected | Opt-In |  | 15 |  |  |  |  | 0 |  | 50 |  |  | 48.055 |  |  |  | 48.055 |  |  | 50 MW Storage facility located at Thurcroft. The land adjacent to the electricity sub-station off Green Lane Thurcroft S66 9JD SK 486 897 | N/A |  |  |  | Yes | [13 empty] | Deferred
1 | NBWAL5 | T-4 | Capacity Auction | 2021 | Limejump Virtual 1 Limited |  | Walworth | Limejump Ltd | 02071275308 | capacitymarket@limejump.com | Distribution | Non CMRS | New Build Generating CMU | Storage - Battery | Storage | Yes | Rejected | Opt-In |  | 15 |  |  |  |  | 0 |  | 15 |  |  | 14.417 |  |  |  | 14.417 |  |  | 15 MW Battery Storage facility located at Warwickshire. Land at Walworth Farm Bishops Itchington Southam Warwickshire CV47 2SR SP 390 591 | N/A |  |  |  | Yes | [13 empty] | Deferred
2 | NBWIG5 | T-4 | Capacity Auction | 2021 | Limejump Virtual 4 Limited |  | Wigan | Limejump Ltd | 02071275308 | capacitymarket@limejump.com | Distribution | Non CMRS | New Build Generating CMU | Storage - Battery | Storage | Yes | Rejected | Opt-In |  | 15 |  |  |  |  | 0 |  | 20 |  |  | 19.222 |  |  |  | 19.222 |  |  | 20 MW battery storage located at Wigan. Kilshaw Street Wigan Greater Manchester WN5 8EA SD 551 041 | N/A |  |  |  | Yes | [13 empty] | Deferred
1 | NDAFLS | T-4 | Capacity Auction | 2021 | Nuclear Decommissioning Authority |  | Fellside CHP Power Station |  |  |  | Distribution | CMRS | Existing Generating CMU |  | CHP and autogeneration |  |  | Opt-Out | Closed down, decommissioned or otherwise non-operational by the start of the relevant Delivery Year | [14 empty] | 97.556 |  |  | Fellside CHP is located in Seascale- Cumbria- UK and consists of three GE Frame 6581B gas turbines which are able to run on natural gas or distillate. The primary purpose of the plant is to provide critical process steam to the adjacent Sellafield nuclear reprocessing facility. The plant is embedded on the distribution network but due to its capacity also has a 132kV connection to the transmission system. The plant has a distribution connection capacity of 215MVA and a power factor of 0.85 has been used for calculation purposes. Fellside CHP Sellafield Ltd Seascale Cumbria CA20 1PG UK NY035035 | 7039 and 7040 |  |  |  | No | No | No |  | No | [9 empty] | N/A
2 | NDAMAN | T-4 | Capacity Auction | 2021 | Nuclear Decommissioning Authority |  | Maentwrog Hydro-electric Power Station |  |  |  | Distribution | CMRS | Existing Generating CMU | Hydro | Hydro |  | Prequalified | Opt-In |  | 1 |  |  |  |  | 0 |  | 28.41 |  |  | 24.978 |  |  |  | 24.978 |  |  | Maentwrog hydroelectric station is a 30MW plant near Blaenau Ffestiniog- Gwynedd. The plant was constructed in 1928 features two 15MW units and takes its water feed from the Llyn Trawsfynydd Reservoir. The plant is restricted to the quantity of water it can use as minimum water levels must be maintained in the resevoir. The plant has a connection capacity of 35300kVA and an associated power factor of 0.85. Maentwrog Power Station Magnox Ltd Maentwrog nr Blaenau Ffestiniog Gwynedd LL414HY UK SH653395 | 6015 |  |  |  | No | No | No |  | No | [9 empty] | Yes
1 | NDAWYL | T-4 | Capacity Auction | 2021 | Nuclear Decommissioning Authority |  | Wylfa Nuclear Power Station |  |  |  | Transmission | CMRS | Existing Generating CMU |  | Nuclear |  |  | Opt-Out | Closed down, decommissioned or otherwise non-operational by the start of the relevant Delivery Year | [14 empty] | 0 |  |  | Wylfa Nuclear power station is a Magnox power station standing on a 20.8 hectare site on the north coast of Anglesey between Holyhead and Amlwch (address is Wylfa Site- Cemas- Ynys Môn- LL67 0DH). The site has only one running reactor and two operational turbine generators. This power station is scheduled to close at the end of 2015. Wylfa power station has three meters for capturing demand (ref) T_WYLF-D1: T_WYLF-D2: T_WYLF-D3. Wylfa ceased Generation at the end of December 2015. Wylfa Site Cemas Ynys Môn LL67 0DH SH350938 | MSIDs 6019-6022 | [17 empty] | N/A
2 | NEMO17 | T-4 | Capacity Auction | 2021 | NEMO LINK LIMITED |  | NEMOGB | National Grid Interconnector Holdings Limited | 07789942665 | david.friend@nationalgrid.com | Transmission | CMRS | New Build Interconnector CMU | Interconnector | NEMO (Belgium) |  | Prequalified | Opt-In |  | 1 |  |  |  |  | 0 |  | 1000 |  |  | 750 |  |  |  | 750 |  |  | 1,000MW electricity interconnector between GB and Belgian transmission systems. The Nemo Link interconnector will consist of subsea and underground cables connected to a converter station in each country, which will allow electricity to flow in either direction between the two countries. Nemo Link® will build the converter station on an 8 hectare site, formerly occupied by the Richborough Power Station, which now forms part of the Richborough Energy Park proposals. A similar converter station will be built in the industry zone Herdersbrug in Bruges. TR 334 621 | N/A | [17 empty] | Deferred
1 | NEV460 | T-4 | Capacity Auction | 2021 | FS NEVENDON LIMITED |  | Nevendon Battery Storage | FORESIGHT ENERGY STORAGE LIMITED | 02037636918 | jlovell@foresightgroup.eu | Distribution | Non CMRS | New Build Generating CMU | Storage - Battery | Storage | Yes | Conditionally Prequalified | Opt-In |  | 15 |  | Yes |  |  | 96110 |  | 10 |  |  | 9.611 |  |  |  | 9.611 |  |  | Lithium Ion battery storage system capable of charging, storing and discharging electricity. Land at Stevensons Farm, Arterial Road, Nevendon, Essex SS14 3JH. Stevensons Farm, Arterial Road, Nevendon, Essex SS14 3JH TQ722913 | N/A |  |  |  | Yes | [13 empty] | Deferred
2 | NEW111 | T-4 | Capacity Auction | 2021 | NEW FARM ENERGY LIMITED |  | NEW111 | Benergy EOOD | 07772563765 | lyricenergy@gmail.com | Distribution | Non CMRS | New Build Generating CMU | Gas | OCGT and Reciprocating Engines (Fuel Type - Gas) |  | Conditionally Prequalified | Opt-In |  | 15 |  | Yes | Yes |  | 94810 | Yes | 10 |  |  | 9.481 |  |  |  | 9.481 |  |  | NEW BUILD GAS GENERATION STATION NEW FARM ROLLESTON LANE TUTBURY BURTON ON TRENT DE13 9HE SK 218 286 | N/A |  |  |  | Yes | [13 empty] | Deferred
1 | NEWB01 | T-4 | Capacity Auction | 2021 | Less Waste Limited |  | Newby Road Energy Storage |  | 01775720930 | matthew.hicks@inchoo.org.uk | Distribution | Non CMRS | New Build Generating CMU | Storage - Battery | Storage | Yes | Conditionally Prequalified | Opt-In |  | 15 |  | Yes | Yes |  | 57670 | Yes | 6 |  |  | 5.767 |  |  |  | 5.767 |  |  | Energy storage system providing capacity market, dynamic FFR and other balancing services. Unit 13 Newby Road Industrial Estate Hazel Grove Stockport SK7 5DA SJ915868 | N/A |  |  |  | Yes | [13 empty] | Deferred
2 | NEWH03 | T-4 | Capacity Auction | 2021 | Veolia UK Limited |  | Newhaven ERF | VEOLIA ENVIRONNEMENT SA | 02078125000 | uk.capacitymarket@veolia.com | Distribution | Non CMRS | Existing Generating CMU | Waste | Coal/biomass |  | Prequalified | Opt-In |  | 1 |  |  |  |  | 0 |  | 17.788 |  |  | 15.579 |  |  |  | 15.579 |  |  | Steam turbine at energy from waste facility located in Newhaven East Sussex Newhaven Erf, North Quay Rd, Newhaven, East Sussex, BN9 0AB TQ445022 | 1900090585005 |  |  |  | No | No | Yes | Metering Option (a) | No |  |  | No | [6 empty] | No
1 | NLaBPL | T-4 | Capacity Auction | 2021 | North Lanarkshire Bio Power Limited |  | North Lanarkshire Bio Power Limited |  | 01782384898 | info@cogenuk.com | Distribution | Non CMRS | New Build Generating CMU | Waste | Coal/biomass |  | Conditionally Prequalified | Opt-In |  | 15 |  | Yes | Yes |  | 240850 | Yes | 27.5 |  |  | 24.085 |  |  |  | 24.085 |  |  | Energy from Waste facility Coatbridge, ML5 4UG, Scotland NS744626 | N/A |  |  |  | Yes | [13 empty] | Deferred
2 | NORT03 | T-4 | Capacity Auction | 2021 | Northwich Power Limited |  | Northwich Power | Agrona Power Limited | 02920547206 | matthew.tucker@welshpower.com | Distribution | Non CMRS | New Build Generating CMU | Gas | OCGT and Reciprocating Engines (Fuel Type - Gas) |  | Conditionally Prequalified | Opt-In |  | 15 |  | Yes | Yes |  | 187720 | Yes | 19.8 |  |  | 18.772 |  |  |  | 18.962 |  |  | 20 MW power plant comprising 10 x 2MW gas reciprocating engines. The power plant will be connected to the local electricity distribution network and local gas network. Vacant Land, Griffiths Road, Lostock Gralam, Northwich CW9 7ZR SJ 682 740 | N/A |  |  |  | Yes | [13 empty] | Deferred
1 | NOTT21 | T-4 | Capacity Auction | 2021 | Dynamic Epower Holdings Limited |  | Nottingham Brick Works |  | 02071381083 | chris@hamiltonmarch.com | Distribution | Non CMRS | New Build Generating CMU | Gas | OCGT and Reciprocating Engines |  | Conditionally Prequalified | Opt-In |  | 15 |  | Yes | Yes |  | 189620 | Yes | 20 |  |  | 18.962 |  |  |  | 18.962 |  |  | A new build 20MW gas or dual fuel fired generation station for grid support. Lambley Lane, Gedling, Nottingham NG4 4PB, UK SK 622 440 | N/A |  |  |  | Yes | [13 empty] | Deferred
2 | NRBSCM | T-4 | Capacity Auction | 2021 | Ecotricity (Next Generation) Limited |  | Norrington Battery Storage | Ecotricity Group Ltd | 01453756111 | info@ecotricity.co.uk | Distribution | Non CMRS | New Build Generating CMU | Storage - Battery | Storage | Yes | Conditionally Prequalified | Opt-In |  | 15 |  | Yes | Yes |  | 139360 | Yes | 14.5 |  |  | 13.936 |  |  |  | 14.417 |  |  | This CMU is formed of a battery bank and PCS capable of providing 15MW of power. The system is connected via switch gear and a transformer to the distribution network in WPD's South West England region. Norrington Ln, Broughton Gifford, Melksham SN12 8LP ST 884 646 | N/A |  |  |  | Yes | [13 empty] | Deferred
1 | NURS21 | T-4 | Capacity Auction | 2021 | Thornton Estate Energy Limited |  | Nursling Energy |  | 01962873300 | warren@bucklandcapital.com | Distribution | Non CMRS | New Build Generating CMU | Gas | OCGT and Reciprocating Engines |  | Conditionally Prequalified | Opt-In |  | 15 |  | Yes | Yes |  | 189620 | Yes | 20 |  |  | 18.962 |  |  |  | 18.962 |  |  | New Build. Gas and/or dual fuel generating station. SHB Hire, Monks Lane, Nursling, SO16 0YE SU 356 159 | N/A |  |  |  | Yes | [13 empty] | Deferred
2 | NWBS20 | T-4 | Capacity Auction | 2021 | SpectrumReserve5 Ltd |  | Netherton Battery Storage Facility |  | 02082399917 | info@gridcodepower.com | Distribution | Non CMRS | New Build Generating CMU | Storage - Battery | Storage | Yes | Conditionally Prequalified | Opt-In |  | 15 |  | Yes | Yes |  | 287370 | Yes | 29.9 |  |  | 28.737 |  |  |  | 28.737 |  |  | The facility consists of a lithium Ion battery storage system capable of importing, storing and exporting electricity. It connects to SPEN’s 33kV distribution network at 33kV Land to the west (see map) of 18-20 Netherdale Rd, Netherton Industrial Estate, Wishaw ML2 0ER NS 782 547 | N/A |  |  |  | Yes | [13 empty] | Deferred
1 | OEL002 | T-4 | Capacity Auction | 2021 | ORIGAMI ENERGY LIMITED |  | OEL CMU 002 |  |  |  | Distribution | Non CMRS | Unproven DSR CMU | DSR | DSR |  | Conditionally Prequalified | Opt-In |  | 1 | Yes |  |  |  | 27630 |  | 6.4 |  |  | 5.526 |  |  |  | 5.526 |  |  | 0 0 0 | 0 |  |  |  | Yes | [13 empty] | Deferred
2 | OEL003 | T-4 | Capacity Auction | 2021 | ORIGAMI ENERGY LIMITED |  | OEL CMU 003 |  |  |  | Distribution | Non CMRS | Unproven DSR CMU | DSR | DSR |  | Conditionally Prequalified | Opt-In |  | 1 | Yes |  |  |  | 15110 |  | 3.5 |  |  | 3.022 |  |  |  | 3.022 |  |  | Multiple components Multiple addresses 0 | 0 |  |  |  | Yes | [13 empty] | Deferred
1 | OGMO03 | T-4 | Capacity Auction | 2021 | Ogmore Power Limited |  | Ogmore Power | Choctaw Limited | 02920547206 | matthew.tucker@welshpower.com | Distribution | Non CMRS | Existing Generating CMU | Gas | OCGT and Reciprocating Engines (Fuel Type - Gas) |  | Prequalified | Opt-In |  | 1 |  |  |  |  | 0 |  | 16 |  |  | 15.17 |  |  |  | 15.17 |  |  | 16 MW power plant comprising 8 x 2MW gas reciprocating engines.The Power plant is connected to the WPD distribution network and WWU gas network. Rassau Industrial Estate, Ebbw Vale, South Wales, NP23 5SD SO 151 120 | 2100041383850 |  |  |  | Yes | [13 empty] | Deferred
2 | Opt171 | T-4 | Capacity Auction | 2021 | Optimass Ltd |  | Torrington 1 |  |  |  | Distribution | Non CMRS | New Build Generating CMU | Gas | OCGT and Reciprocating Engines |  | Rejected | Opt-In |  | 15 |  |  |  |  | 0 |  | 20 |  |  | 18.962 |  |  |  | 18.962 |  |  | An array of container housed, gas-fired reciprocating engines which drive generators to produce a total export capacity of 20MW. The containerised units will be mounted on concrete pads, within the site area which will be protected with high security fencing and with a security camera system. The generating system will be remotely controlled. LPG Cars Ltd Torrington Avenue Tile Hill Coventry CV4 9AP SP 293 778 | N/A |  |  |  | Yes | [13 empty] | Deferred
1 | Opt172 | T-4 | Capacity Auction | 2021 | Optimass Ltd |  | Torrington 2 |  |  |  | Distribution | Non CMRS | New Build Generating CMU | Gas | OCGT and Reciprocating Engines |  | Rejected | Opt-In |  | 15 |  |  |  |  | 0 |  | 20 |  |  | 18.962 |  |  |  | 18.962 |  |  | An array of container housed, gas-fired reciprocating engines which drive generators to produce a total export capacity of 20MW. The containerised units will be mounted on concrete pads, within the site area which will be protected with high security fencing and with a security camera system. The generating system will be remotely controlled. LPG Cars Ltd Torrington Avenue Tile Hill Coventry CV4 9AP SP 293 778 | N/A |  |  |  | Yes | [13 empty] | Deferred
2 | ORCH01 | T-4 | Capacity Auction | 2021 | RYDBERG DEVELOPMENT COMPANY LIMITED |  | ORCH01 | Hartree Partners Power Holdings (UK) Limited | 02072017134 | londonpoweroperations@hplp.com | Distribution | Non CMRS | New Build Generating CMU | Gas | OCGT and Reciprocating Engines (Fuel Type - Gas) |  | Conditionally Prequalified | Opt-In |  | 15 |  | Yes | Yes |  | 56890 | Yes | 6 |  |  | 5.689 |  |  |  | 5.689 |  |  | New build power station comprised of multiple reciprocating engines. Orchardbank Business Park, Forfar, Angus, Dundee, Scotland, DD8 1WG NO 436 500 | N/A |  |  |  | Yes | [13 empty] | Deferred
1 | ORWE03 | T-4 | Capacity Auction | 2021 | Orwell Power Limited |  | Orwell Power | Apus Energy Limited | 02920547206 | matthew.tucker@welshpower.com | Distribution | Non CMRS | New Build Generating CMU | Gas | OCGT and Reciprocating Engines (Fuel Type - Gas) |  | Conditionally Prequalified | Opt-In |  | 15 |  | Yes | Yes |  | 149800 | Yes | 15.8 |  |  | 14.98 |  |  |  | 15.17 |  |  | 16MW power plant comprising 8x2MW gas reciprocating engines. Power plant will be connected to the local distribution network and local gas network. Land to the West of Ransomes Way, Nacton Road, Ipswich, IP3 9SQ TM 200 422 | N/A |  |  |  | Yes | [13 empty] | Deferred
2 | OSL001 | T-4 | Capacity Auction | 2021 | OSSPV001 LIMITED |  | OSL001 | Origami Energy Limited | 03307260050 | rory.mccarthy@origamienergy.com | Distribution | Non CMRS | New Build Generating CMU | Storage - Battery | Storage | Yes | Conditionally Prequalified | Opt-In |  | 15 |  | Yes |  |  | 86500 | Yes | 9 |  |  | 8.65 |  |  |  | 8.65 |  |  | New Build Generation CMU, advanced battery energy storage system. Port of Tilbury, Tilbury, RM18 7EH TQ 622 766 | N/A |  |  |  | Yes | [13 empty] | Deferred
1 | OSL002 | T-4 | Capacity Auction | 2021 | ORIGAMI ENERGY LIMITED |  | OSL002 |  |  |  | Distribution | Non CMRS | New Build Generating CMU | Storage - Battery | Storage | Yes | Conditionally Prequalified | Opt-In |  | 15 |  | Yes |  |  | 96110 | Yes | 10 |  |  | 9.611 |  |  |  | 9.611 |  |  | New Build Generation CMU, advanced battery energy storage system Lower Road, Brentwood, CM13 1BZ TQ 632 961 | N/A |  |  |  | Yes | [13 empty] | Deferred
2 | OTGS17 | T-4 | Capacity Auction | 2021 | Infinis Alternative Energies Limited |  | OTGS17 | Infinis Energy Management Limited | 01604662400 | companysecretary@infinis.com | Distribution | Non CMRS | New Build Generating CMU | Gas | OCGT and Reciprocating Engines (Fuel Type - Gas) |  | Conditionally Prequalified | Opt-In |  | 3 |  | Yes | Yes |  | 37920 | Yes | 4 |  |  | 3.792 |  |  |  | 3.792 |  |  | 2 gas reciprocating engines rated at approximately 1MW each. All associated gas delivery equipment and switchgear is included. The generating units are connected top the distribution network. Ongar Landfill Site Mill Lane High Ongar Essex CM5 9RG TL 562 023 | 1023490130231 |  |  |  | Yes | [13 empty] | Deferred
X | OTGS17-Component |  |  |  | Infinis Alternative Energies Limited | [9 empty] | OCGT and Reciprocating Engines (Fuel Type - Gas) | [21 empty] | 2 gas reciprocating engines rated at approximately 1MW each. All associated gas delivery equipment and switchgear is included. The generating units are connected top the distribution network. Trumps Farm Landfill Site Kitsmead Lane Chertsey Surrey KT16 0DS Peterborough PE1 3TD SU 994 661
1 | OvHF01 | T-4 | Capacity Auction | 2021 | AMP Energy Services Limited |  | Overhouse Farm | Aggregated Micro Power Limited | 02073827800 | capacity.market@ampplc.co.uk | Distribution | Non CMRS | New Build Generating CMU | Gas | OCGT and Reciprocating Engines (Fuel Type - Gas) |  | Conditionally Prequalified | Opt-In |  | 15 |  | Yes | Yes |  | 94810 | Yes | 10 |  |  | 9.481 |  |  |  | 9.481 |  |  | A generating station consisting of multiple reciprocating engines and alternators located on a single site. Voltage to be transformed where appropriate, to export. Overhouse Farm Freasley Tamworth B78 2EZ SP 242 991 | N/A |  |  |  | Yes | [13 empty] | Deferred
2 | PaAd17 | T-4 | Capacity Auction | 2021 | PARC ADFER LIMITED |  | Parc Adfer |  |  |  | Distribution | Non CMRS | New Build Generating CMU | Waste | Coal/biomass |  | Prequalified | Opt-In |  | 15 |  |  |  |  | 0 |  | 17 |  |  | 14.889 |  |  |  | 14.889 |  |  | An energy from waste facility located in North Wales and designed to generate electricity Parc Adfer Energy Recovery Facility Deeside Industrial Park (Currently in the process of obtaining an official address Royal Mail address for the facility; please see cover letter). SJ 310 716 | N/A |  |  |  | Yes | [13 empty] | Deferred
1 | PAI001 | T-4 | Capacity Auction | 2021 | Gas Generation Paisley Limited |  | Gas Generation Paisley 1 |  | 01778300888 | enquiries@larkpower.co.uk | Distribution | Non CMRS | New Build Generating CMU | Gas | OCGT and Reciprocating Engines (Fuel Type - Gas) |  | Conditionally Prequalified | Opt-In |  | 15 |  | Yes | Yes |  | 113770 | Yes | 12 |  |  | 11.377 |  |  |  | 18.867 |  |  | 6 gas reciprocating engines used for power generation, with associated infrastructure. Land off Well Street, Paisley, PA1 2PQ NS 473 643 | N/A |  |  |  | Yes | [13 empty] | Deferred
2 | PARS03 | T-4 | Capacity Auction | 2021 | Peak Power Connections Limited |  | PARS03 | Peak Power Projects LLP | 01865860760 | rp@oxcp.com | Distribution | Non CMRS | New Build Generating CMU | Storage - Battery | Storage | Yes | Conditionally Prequalified | Opt-In |  | 15 |  | Yes | Yes |  | 115330 | Yes | 12 |  |  | 11.533 |  |  |  | 11.533 |  |  | Battery Storage Facility Transport Yard, Parsonage Street, Oldbury, B69 4PH SO 996 890 | N/A |  |  |  | Yes | [13 empty] | Deferred
1 | PARS04 | T-4 | Capacity Auction | 2021 | Peak Power Connections Limited |  | PARS04 | Peak Power Projects LLP | 01865860760 | rp@oxcp.com | Distribution | Non CMRS | New Build Generating CMU | Storage - Battery | Storage | Yes | Conditionally Prequalified | Opt-In |  | 15 |  | Yes | Yes |  | 57670 | Yes | 6 |  |  | 5.767 |  |  |  | 5.767 |  |  | Battery Storage Facility Transport Yard, Parsonage Street, Oldbury, B69 4PH SO 996 890 | N/A |  |  |  | Yes | [13 empty] | Deferred
2 | PDL-01 | T-4 | Capacity Auction | 2021 | Powersite DL Ltd |  | Powersite DL Ltd |  | 12816790202 | info@powersitedl.co.uk | Transmission | CMRS | New Build Generating CMU | Gas | CCGT |  | Conditionally Prequalified | Opt-In |  | 15 |  | Yes |  |  | 3510000 | Yes | 390 |  |  | 351 |  |  |  | 351 |  |  | The unit is a four on two air cooled CCGT utilizing Siemens Industrial Trent DLE aero-derivitive gas turbines. The plant will be located at Drakelow, South Derbyshire. Drakelow Power Station, Burton on Trent, DE15 9TZ SK230198 | N/A |  |  |  | Yes | [13 empty] | Deferred
1 | PEH121 | T-4 | Capacity Auction | 2021 | SSE Generation Limited |  | Peterhead | SSE plc | 01738457343 | CMSecondaryTrading@sse.com | Transmission | CMRS | Existing Generating CMU | Gas | CCGT |  | Prequalified | Opt-In |  | 1 |  |  |  |  | 0 |  | 1180 |  |  | 1062 |  |  |  | 1062 |  |  | Peterhead CCGT Peterhead Power Station, Peterhead, Aberdeenshire, AB42 3BZ NK127430 | 8667 |  |  |  | No |  |  |  | No | [9 empty] | No
2 | PEHE-2 | T-4 | Capacity Auction | 2021 | SSE Generation Limited |  | Peterhead Unit 2 | SSE plc | 01738457343 | CMSecondaryTrading@sse.com | Transmission | CMRS | Existing Generating CMU |  | CCGT |  |  | Opt-Out | Closed down, decommissioned or otherwise non-operational by the start of the relevant Delivery Year | [14 empty] | 594 |  |  | 0 0 0 | 0 | [6 empty] | Metering Option (a) | Yes | [9 empty] | N/A
1 | PEL001 | T-4 | Capacity Auction | 2021 | Peel Energy Limited |  | Eastham Balancing Services Plant | Peel Holdings Land & Property Group Limited | 01616298200 | companysecretarial@peel.co.uk | Distribution | Non CMRS | New Build Generating CMU | Storage - Battery | Storage | Yes | Conditionally Prequalified | Opt-In |  | 15 |  | Yes | Yes |  | 76890 | Yes | 8 |  |  | 7.689 |  |  |  | 7.689 |  |  | 28MW BESS envisaged to be installed in multiple modules operated at 8MW Power House Road Birkenhead Wirral CH62 0AZ SJ 368 804 | N/A |  |  |  | Yes | [13 empty] | Deferred
2 | PEL002 | T-4 | Capacity Auction | 2021 | Peel Energy Limited |  | Eastham Balancing Services Plant | Peel Holdings Land & Property Group Limited | 01616298200 | companysecretarial@peel.co.uk | Distribution | Non CMRS | New Build Generating CMU | Gas | OCGT and Reciprocating Engines |  | Conditionally Prequalified | Opt-In |  | 15 |  | Yes | Yes |  | 189620 | Yes | 20 |  |  | 18.962 |  |  |  | 18.962 |  |  | 20MW Gas Reciprocating Engines envisaged to be made up of multiple modules Power House Road Birkenhead Wirral CH62 0AZ SJ 368 804 | N/A |  |  |  | Yes | [13 empty] | Deferred
1 | PEL003 | T-4 | Capacity Auction | 2021 | Peel Energy Limited |  | Dock Road Balancing Services Plant | Peel Holdings Land & Property Group Limited | 01616298200 | companysecretarial@peel.co.uk | Distribution | Non CMRS | New Build Generating CMU | Storage - Battery | Storage | Yes | Conditionally Prequalified | Opt-In |  | 15 |  | Yes | Yes |  | 48060 | Yes | 5 |  |  | 4.806 |  |  |  | 4.806 |  |  | 15MW BESS envisaged to be made up of multiple modules operated at 5MW Land Adjacent to Britannia House Dock Road Poulton CH41 1DF SJ 305 905 | N/A |  |  |  | Yes | [13 empty] | Deferred
2 | PEL004 | T-4 | Capacity Auction | 2021 | Peel Energy Limited |  | Dock Road Balancing Services Plant | Peel Holdings Land & Property Group Limited | 01616298200 | companysecretarial@peel.co.uk | Distribution | Non CMRS | New Build Generating CMU | Gas | OCGT and Reciprocating Engines |  | Conditionally Prequalified | Opt-In |  | 15 |  | Yes | Yes |  | 94810 | Yes | 10 |  |  | 9.481 |  |  |  | 9.481 |  |  | 10MW Gas Reciprocating Engines envisaged to be made up of multiple modules Land Adjacent to Britannia House Dock Road Poulton CH41 1DF SJ 305 905 | N/A |  |  |  | Yes | [13 empty] | Deferred
1 | PEMB11 | T-4 | Capacity Auction | 2021 | RWE Generation UK plc |  | CMU_PEMB-11 | RWE Generation UK Holdings PLC | 01793475217 | CapMarketSecondaryTrading@rwe.com | Transmission | CMRS | Existing Generating CMU | Gas | CCGT |  | Prequalified | Opt-In |  | 1 |  |  |  |  | 0 |  | 475 |  |  | 427.5 |  |  |  | 427.5 |  |  | Pembroke 11 - CCGT Pembroke Power Station Pembroke Dyfed SA71 5SS SM 930 027 | 7237 |  |  |  | No |  |  | Metering Option (a) | No | [9 empty] | No
2 | PEMB21 | T-4 | Capacity Auction | 2021 | RWE Generation UK plc |  | CMU_PEMB-21 | RWE Generation UK Holdings PLC | 01793475217 | CapMarketSecondaryTrading@rwe.com | Transmission | CMRS | Existing Generating CMU | Gas | CCGT |  | Prequalified | Opt-In |  | 1 |  |  |  |  | 0 |  | 475 |  |  | 427.5 |  |  |  | 427.5 |  |  | Pembroke 21 - CCGT Pembroke Power Station Pembroke Dyfed SA71 5SS SM 930 027 | 7237 |  |  |  | No |  |  | Metering Option (a) | No | [9 empty] | No
1 | PEMB31 | T-4 | Capacity Auction | 2021 | RWE Generation UK plc |  | CMU_PEMB-31 | RWE Generation UK Holdings PLC | 01793475217 | CapMarketSecondaryTrading@rwe.com | Transmission | CMRS | Existing Generating CMU | Gas | CCGT |  | Prequalified | Opt-In |  | 1 |  |  |  |  | 0 |  | 475 |  |  | 427.5 |  |  |  | 427.5 |  |  | Pembroke 31 - CCGT Pembroke Power Station Pembroke Dyfed SA71 5SS SM 930 027 | 7237 |  |  |  | No |  |  | Metering Option (a) | No | [9 empty] | No
2 | PEMB41 | T-4 | Capacity Auction | 2021 | RWE Generation UK plc |  | CMU_PEMB-41 | RWE Generation UK Holdings PLC | 01793475217 | CapMarketSecondaryTrading@rwe.com | Transmission | CMRS | Existing Generating CMU | Gas | CCGT |  | Prequalified | Opt-In |  | 1 |  |  |  |  | 0 |  | 475 |  |  | 427.5 |  |  |  | 427.5 |  |  | Pembroke 41 - CCGT Pembroke Power Station Pembroke Dyfed SA71 5SS SM 930 027 | 7237 |  |  |  | No |  |  | Metering Option (a) | No | [9 empty] | No
1 | PEMB51 | T-4 | Capacity Auction | 2021 | RWE Generation UK plc |  | CMU_PEMB-51 | RWE Generation UK Holdings PLC | 01793475217 | CapMarketSecondaryTrading@rwe.com | Transmission | CMRS | Existing Generating CMU | Gas | CCGT |  | Prequalified | Opt-In |  | 1 |  |  |  |  | 0 |  | 475 |  |  | 427.5 |  |  |  | 427.5 |  |  | Pembroke 51 - CCGT Pembroke Power Station Pembroke Dyfed SA71 5SS SM 930 027 | 7237 |  |  |  | No |  |  | Metering Option (a) | No | [9 empty] | No
2 | PETE01 | T-4 | Capacity Auction | 2021 | RYDBERG DEVELOPMENT COMPANY LIMITED |  | PETE01 | Hartree Partners Power Holdings (UK) Limited | 02072017134 | londonpoweroperations@hplp.com | Distribution | Non CMRS | New Build Generating CMU | Gas | OCGT and Reciprocating Engines (Fuel Type - Gas) |  | Conditionally Prequalified | Opt-In |  | 15 |  | Yes | Yes |  | 37920 | Yes | 4 |  |  | 3.792 |  |  |  | 3.792 |  |  | New build power station comprised of multiple reciprocating engines. Davy Dr, Peterlee, SR8 2JF NZ 411 417 | N/A |  |  |  | Yes | [13 empty] | Deferred
1 | PETEM3 | T-4 | Capacity Auction | 2021 | Centrica PB Limited |  | Peterborough | Centrica Plc | 01753492571 | Distributed-Generation@centrica.com | Distribution | CMRS | Existing Generating CMU | Gas | OCGT and Reciprocating Engines (Fuel Type - Gas) |  | Prequalified | Opt-In |  | 1 |  |  |  |  | 0 |  | 248.049 |  |  | 235.175 |  |  |  | 235.175 |  |  | Centrica Peterborough Power Station (PPS) is an Open Cycle Gas Turbine (OCGT) electricity generating station. Centrica Peterborough Power Station, Storeys Bar Road, Peterborough, PE1 5NT. TL 218 991 | 7006 |  |  |  | No | No | Yes |  | No | [9 empty] | No
2 | PG1702 | T-4 | Capacity Auction | 2021 | Peak Gen Power 2 Limited |  | Peak Gen Power 2 | Peak Gen Top Co Limited | 01926336127 | jfairchild@peakgen.com | Distribution | Non CMRS | Existing Generating CMU | Diesel | OCGT and Reciprocating Engines (Fuel Type - Diesel) |  | Prequalified | Opt-In |  | 1 |  |  |  |  | 0 |  | 20 |  |  | 18.962 |  |  |  | 18.962 |  |  | A recently completed power plant, with associated civil works, switchgear and electrical connection. No.1 Maxwell Road Woodston Industrial Estate Peterborough PE2 7JB TL 180 967 | Export 1030084976491 and 1030085029166 Import 1030085028701 and 1030085028933 |  |  |  | No | No | Yes | Metering Option (a) | No |  |  | No | [6 empty] | No
1 | PG1704 | T-4 | Capacity Auction | 2021 | Peak Gen Power 4 Limited |  | Peak Gen Power 4 | Peak Gen Top Co Limited | 01926336127 | jfairchild@peakgen.com | Distribution | Non CMRS | New Build Generating CMU | Gas | OCGT and Reciprocating Engines (Fuel Type - Gas) |  | Conditionally Prequalified | Opt-In |  | 15 |  | Yes | Yes |  | 189620 | Yes | 20 |  |  | 18.962 |  |  |  | 18.962 |  |  | A new power plant, with associated civil works, switchgear and electrical connection. Brindley Road Cardiff CF11 8TL ST 167 745 | N/A |  |  |  | Yes | [13 empty] | Deferred
2 | PG1710 | T-4 | Capacity Auction | 2021 | Peak Gen Power 10 Limited |  | Peak Gen Power 10 | Peak Gen Top Co Limited | 01926336127 | jfairchild@peakgen.com | Distribution | Non CMRS | New Build Generating CMU | Storage - Battery | Storage | Yes | Conditionally Prequalified | Opt-In |  | 15 |  | Yes | Yes |  | 192220 | Yes | 20 |  |  | 19.222 |  |  |  | 19.222 |  |  | A new power plant, with associated civil works, switchgear and electrical connection. Stanstead Abbots Ware Hertfordshire SG12 8JY TL 391 105 | N/A |  |  |  | Yes | [13 empty] | Deferred
1 | PG1717 | T-4 | Capacity Auction | 2021 | Peak Gen Power 17 Limited |  | Peak Gen Power 17 | Peak Gen Top Co Limited | 01926336127 | jfairchild@peakgen.com | Distribution | Non CMRS | New Build Generating CMU | Storage - Battery | Storage | Yes | Conditionally Prequalified | Opt-In |  | 15 |  | Yes | Yes |  | 192220 | Yes | 20 |  |  | 19.222 |  |  |  | 19.222 |  |  | A new power plant, with associated civil works, switchgear and electrical connection. Thames Water Sewage Treatment Works Ducklington Lane Witney OX28 5JH SP 349 084 | N/A |  |  |  | Yes | [13 empty] | Deferred
2 | PG1724 | T-4 | Capacity Auction | 2021 | Peak Gen Power 24 Limited |  | Peak Gen Power 24 | Peak Gen Top Co Limited | 01926336127 | jfairchild@peakgen.com | Distribution | Non CMRS | New Build Generating CMU | Storage - Battery | Storage | Yes | Conditionally Prequalified | Opt-In |  | 15 |  | Yes | Yes |  | 192220 | Yes | 20 |  |  | 19.222 |  |  |  | 19.222 |  |  | A new power plant, with associated civil works, switchgear and electrical connection. Barnfield Road Swindon SN2 2DJ SU 128 859 | N/A |  |  |  | Yes | [13 empty] | Deferred
1 | PG1726 | T-4 | Capacity Auction | 2021 | Peak Gen Power 26 Limited |  | Peak Gen Power 26 | Peak Gen Top Co Limited | 01926336127 | jfairchild@peakgen.com | Distribution | Non CMRS | New Build Generating CMU | Storage - Battery | Storage | Yes | Conditionally Prequalified | Opt-In |  | 15 |  | Yes | Yes |  | 192220 | Yes | 20 |  |  | 19.222 |  |  |  | 19.222 |  |  | A new power plant, with associated civil works, switchgear and electrical connection. Nunhide Lane Theale Berkshire RG31 7SD SU 647 720 | N/A |  |  |  | Yes | [13 empty] | Deferred
2 | PG1727 | T-4 | Capacity Auction | 2021 | Peak Gen Power 27 Limited |  | Peak Gen Power 27 | Peak Gen Top Co Limited | 01926336127 | jfairchild@peakgen.com | Distribution | Non CMRS | New Build Generating CMU | Storage - Battery | Storage | Yes | Conditionally Prequalified | Opt-In |  | 15 |  | Yes | Yes |  | 192220 | Yes | 20 |  |  | 19.222 |  |  |  | 19.222 |  |  | A new power plant, with associated civil works, switchgear and electrical connection. Amersham Road Denham Buckinghamshire SL9 7AW TQ 018 876 | N/A |  |  |  | Yes | [13 empty] | Deferred
1 | PICK21 | T-4 | Capacity Auction | 2021 | Volta Energy Storage Limited |  | PICKHILL |  | 01244405250 | richard@voltaenergystorage.co.uk | Distribution | Non CMRS | New Build Generating CMU | Storage - Battery | Storage | Yes | Conditionally Prequalified | Opt-In |  | 15 |  | Yes | Yes |  | 48060 | Yes | 5 |  |  | 4.806 |  |  |  | 4.806 |  |  | A 5MW Battery Energy Storage System. Pickhill Bridge Farm Battery Storage Scheme, Cross Lanes, Marchwiel, Wrexham, LL13 9RD. SJ 384 491 | N/A |  |  |  | Yes | [13 empty] | Deferred
2 | PILL21 | T-4 | Capacity Auction | 2021 | Harmony (PW) Limited |  | PILLSWOOD |  | 01423799109 | peter.kavanagh@harmonyenergy.co.uk | Distribution | Non CMRS | New Build Generating CMU | Storage - Battery | Storage | Yes | Conditionally Prequalified | Opt-In |  | 15 |  | Yes | Yes |  | 475740 | Yes | 49.5 |  |  | 47.574 |  |  |  | 47.574 |  |  | A 49.5MW battery energy storage system Land South East of Lawns Farm, Park Lane, Cottingham, East Riding Of Yorkshire, HU16 5SB TA 047 349 | N/A |  |  |  | Yes | [13 empty] | Deferred
1 | PIMB21 | T-4 | Capacity Auction | 2021 | Energi Generation 1 Limited |  | PIMBO |  | 01253421598 | dean@energigeneration.co.uk | Distribution | Non CMRS | New Build Generating CMU | Gas | OCGT and Reciprocating Engines (Fuel Type - Gas) |  | Conditionally Prequalified | Opt-In |  | 15 |  | Yes | Yes |  | 189620 | Yes | 20 |  |  | 18.962 |  |  |  | 18.962 |  |  | A new build 20MW gas fuelled generating station. Dukes Wood Lane, Pimbo, Lancashire, WN8 9QH. SD 492 038 | N/A |  |  |  | Yes | [13 empty] | Deferred
2 | POL001 | T-4 | Capacity Auction | 2021 | E.ON UK CHP Limited |  | POL CHP | E.ON UK PLC | 07816292478 | EEMFM@eon.com | Distribution | Non CMRS | Existing Generating CMU | Gas | CHP and autogeneration |  | Prequalified | Opt-In |  | 1 |  |  |  |  | 0 |  | 32.604 |  |  | 29.344 |  |  |  | 29.344 |  |  | Gas fired CHP Address: Port of Liverpool CHP, Regent Road, Bootle, Liverpool, L20 1ED SJ 331 955 | 1300051821478 |  |  |  | No | No | Yes | Metering Option (b) | No | Yes | Data from this meter is aggregated as part of a complex site in accordance with BSCP514 |  |  | Yes |  | Metering is compliant with Metering Code of Practice 2 | Yes |  | Yes
1 | PP4101 | T-4 | Capacity Auction | 2021 | Green Frog Power 214 Limited |  | Hirwaun and Dowlais | Green Frog Power Limited | 01675437777 | desk@greenfrogpower.co.uk | Distribution | Non CMRS | Existing Generating CMU | Diesel | OCGT and Reciprocating Engines (Fuel Type - Diesel) |  | Prequalified | Opt-In |  | 1 |  |  |  |  | 0 |  | 3.354 |  |  | 3.18 |  |  |  | 3.18 |  |  | Additional capacity alongside the long term STOR at Dowlais (Merthyr Tydfil). The site generates at unity and therefore a power factor of 1.0 has been used to convert MVA to MW. Pengarnddu Ind Est, Dowlais Top CF48 2TA - Please see additional information note accompanying connection agreements. SO 077 088 | 2100041089700 |  |  |  | No | No | Yes | Metering Option (c) | Yes | Yes | STOR |  |  | Yes |  | COP2 | Yes |  | Yes
X | PP4101-Component |  |  |  | Green Frog Power 214 Limited | [9 empty] | OCGT and Reciprocating Engines (Fuel Type - Diesel) | [21 empty] | Additional capacity alongside the long term STOR at Hirwaun & Dowlais. The site generates at unity and therefore a power factor of 1.0 has been used to convert MVA to MW. Main Ave, Hirwaun, CF44 9UY - Please see additional information note accompanying connection agreements. SN 937 060
2 | PP4102 | T-4 | Capacity Auction | 2021 | Green Frog Power 214 Limited |  | Willoughby Peak | Green Frog Power Limited | 01675437777 | desk@greenfrogpower.co.uk | Distribution | Non CMRS | Existing Generating CMU | Diesel | OCGT and Reciprocating Engines (Fuel Type - Diesel) |  | Prequalified | Opt-In |  | 1 |  |  |  |  | 0 |  | 6.075 |  |  | 5.76 |  |  |  | 5.76 |  |  | Additional capacity alongside other plant at Willoughby. The site generates at unity and therefore a power factor of 1.0 has been used to convert MVA to MW. West Thorpe, Willoughby on the Wolds, LE12 6TD - Please see additional information note accompanying connection agreement. SK 626 257 | 1170000146680 |  |  |  | No | No | Yes | Metering Option (c) | Yes | Yes | STOR |  |  | Yes |  | COP2 | Yes |  | Yes
1 | PP4109 | T-4 | Capacity Auction | 2021 | Green Frog Power 214 Limited |  | Swansea G | Green Frog Power Limited | 01675437777 | desk@greenfrogpower.co.uk | Distribution | CMRS | New Build Generating CMU | Gas | OCGT and Reciprocating Engines (Fuel Type - Gas) |  | Conditionally Prequalified | Opt-In |  | 15 |  | Yes | Yes |  | 189620 | Yes | 20 |  |  | 18.962 |  |  |  | 18.962 |  |  | Gas fired reciprocating engines. Green Frog Power 214 STOR Generation off Roseland Road, West Glamorgan, Swansea, SA5 4SG See note in planning consent section and other metering information section SS 606 963 | N/A |  |  |  | Yes | [13 empty] | Deferred
2 | PP4110 | T-4 | Capacity Auction | 2021 | Green Frog Power 214 Limited |  | Tir John G | Green Frog Power Limited | 01675437777 | desk@greenfrogpower.co.uk | Distribution | CMRS | New Build Generating CMU | Gas | OCGT and Reciprocating Engines (Fuel Type - Gas) |  | Conditionally Prequalified | Opt-In |  | 15 |  | Yes | Yes |  | 189620 | Yes | 20 |  |  | 18.962 |  |  |  | 18.962 |  |  | Gas fired reciprocating engines. North Rd, St Thomas, SA1 8NZ PLease see note in other metering section SS 687 935 | N/A |  |  |  | Yes | [13 empty] | Deferred
1 | PP4111 | T-4 | Capacity Auction | 2021 | Green Frog Power 214 Limited |  | Plymouth G | Green Frog Power Limited | 01675437777 | desk@greenfrogpower.co.uk | Distribution | CMRS | New Build Generating CMU | Gas | OCGT and Reciprocating Engines (Fuel Type - Gas) |  | Conditionally Prequalified | Opt-In |  | 15 |  | Yes | Yes |  | 189620 | Yes | 20 |  |  | 18.962 |  |  |  | 18.962 |  |  | Gas fired reciprocating engines. Faraday Road, Plymouth, PL4 0ST SX 498 541 | N/A |  |  |  | Yes | [13 empty] | Deferred
2 | PP4112 | T-4 | Capacity Auction | 2021 | Green Frog Power 214 Limited |  | Briton Ferry G | Green Frog Power Limited | 01675437777 | desk@greenfrogpower.co.uk | Distribution | CMRS | New Build Generating CMU | Gas | OCGT and Reciprocating Engines (Fuel Type - Gas) |  | Conditionally Prequalified | Opt-In |  | 15 |  | Yes | Yes |  | 189620 | Yes | 20 |  |  | 18.962 |  |  |  | 18.962 |  |  | Gas fired reciprocating engines. Brunel Way, Briton Ferry, SA11 2GA please see note in other metering section SS 738 933 | N/A |  |  |  | Yes | [13 empty] | Deferred
1 | PPKL01 | T-4 | Capacity Auction | 2021 | Palm Paper Limited |  | Palm Paper CHP |  | 01553782222 | enquiries@palmpaper.co.uk | Distribution | Non CMRS | New Build Generating CMU | Gas | CHP and autogeneration |  | Conditionally Prequalified | Opt-In |  | 15 |  | Yes | Yes |  | 360000 |  | 40 |  |  | 36 |  |  |  | 36 |  |  | The CMU comprises one Gas Turbine generator, one HRSG boiler, one Back Pressure Steam Turbine generator and associated ancillary plant and buildings. Saddlebow Industrial Estate, Poplar Avenue, Kings Lynn, Norfolk, PE34 3AL TF608177 | 1030062872341 1030062872573 |  |  |  | Yes | [13 empty] | Deferred
2 | PPL_17 | T-4 | Capacity Auction | 2021 | Progress Power Limited |  | Progress Power OCGT | Drax Smart Generation HoldCo Limited | 01757618381 | CMsecondarytrading@drax.com | Transmission | CMRS | New Build Generating CMU | Gas | OCGT and Reciprocating Engines (Fuel Type - Gas) |  | Conditionally Prequalified | Opt-In |  | 15 |  | Yes |  |  | 2834820 |  | 299 |  |  | 283.482 |  |  |  | 283.482 |  |  | A new 299MW Open Cycle Gas Turbine (OCGT) power peaking plant Progress Power Station, Eye Airfield, Diss, Suffolk, IP23 7HE TM 132 751 | N/A |  |  |  | Yes | [13 empty] | Deferred
1 | PR_171 | T-4 | Capacity Auction | 2021 | Prime Energy Development Limited |  | Blackwell | Watt Power Limited | 01315503380 | info@wattpowerltd.co.uk | Distribution | Non CMRS | New Build Generating CMU | Gas | OCGT and Reciprocating Engines (Fuel Type - Gas) |  | Conditionally Prequalified | Opt-In |  | 15 |  | Yes | Yes |  | 189620 | Yes | 20 |  |  | 18.962 |  |  |  | 18.962 |  |  | 20 MWs of reciprocating engine generation connecting into existing 33kV substation Land at Fordbridge Lane, Blackwell, DE55 5JY SK 439 578 | N/A |  |  |  | Yes | [13 empty] | Deferred
2 | PR_172 | T-4 | Capacity Auction | 2021 | Prime Energy Development Limited |  | Doddington Park | Watt Power Limited | 01315503380 | info@wattpowerltd.co.uk | Distribution | Non CMRS | New Build Generating CMU | Gas | OCGT and Reciprocating Engines (Fuel Type - Gas) |  | Conditionally Prequalified | Opt-In |  | 15 |  | Yes | Yes |  | 189620 | Yes | 20 |  |  | 18.962 |  |  |  | 18.962 |  |  | 20 MWs of reciprocating engine generation connecting into existing 33kV substation Land at Sadler Road, Doddington Park, LN6 3RT SK 928 682 | N/A |  |  |  | Yes | [13 empty] | Deferred
1 | PR_173 | T-4 | Capacity Auction | 2021 | Prime Energy Development Limited |  | Harestock | Watt Power Limited | 01315503380 | info@wattpowerltd.co.uk | Distribution | Non CMRS | New Build Generating CMU | Gas | OCGT and Reciprocating Engines (Fuel Type - Gas) |  | Conditionally Prequalified | Opt-In |  | 15 |  | Yes | Yes |  | 189620 | Yes | 20 |  |  | 18.962 |  |  |  | 18.962 |  |  | 20 MWs of reciprocating engine generation connecting into existing 33kV substation Vale Farm, Enmill Lane, Pitt, Winchester, SO22 5QW SU 446 287 | N/A |  |  |  | Yes | [13 empty] | Deferred
2 | PR_174 | T-4 | Capacity Auction | 2021 | Prime Energy Development Limited |  | Wolves Penn | Watt Power Limited | 01315503380 | info@wattpowerltd.co.uk | Distribution | Non CMRS | New Build Generating CMU | Gas | OCGT and Reciprocating Engines (Fuel Type - Gas) |  | Conditionally Prequalified | Opt-In |  | 15 |  | Yes | Yes |  | 189620 | Yes | 20 |  |  | 18.962 |  |  |  | 18.962 |  |  | 20 MWs of reciprocating engine generation connecting into existing 33kV substation Land at Awbridge Farm, Union Lane, Trysull, WV4 4YA SO 859 952 | N/A |  |  |  | Yes | [13 empty] | Deferred
1 | PR_175 | T-4 | Capacity Auction | 2021 | Prime Energy Development Limited |  | Weston | Watt Power Limited | 01315503380 | info@wattpowerltd.co.uk | Distribution | Non CMRS | New Build Generating CMU | Gas | OCGT and Reciprocating Engines (Fuel Type - Gas) |  | Conditionally Prequalified | Opt-In |  | 15 |  | Yes | Yes |  | 189620 | Yes | 20 |  |  | 18.962 |  |  |  | 18.962 |  |  | 20 MWs of reciprocating engine generation connecting into existing 33kV substation Land off Main Road, Weston, CW2 5LD SJ 741 526 | N/A |  |  |  | Yes | [13 empty] | Deferred
2 | PR_176 | T-4 | Capacity Auction | 2021 | Prime Energy Development Limited |  | Bentley | Watt Power Limited | 01315503380 | info@wattpowerltd.co.uk | Distribution | Non CMRS | New Build Generating CMU | Gas | OCGT and Reciprocating Engines (Fuel Type - Gas) |  | Conditionally Prequalified | Opt-In |  | 15 |  | Yes | Yes |  | 189620 | Yes | 20 |  |  | 18.962 |  |  |  | 18.962 |  |  | 20 MWs of reciprocating engine generation connecting into existing 33kv substation Land at Barley Pound Farm Crondall GU10 5HL SU 793 466 | N/A |  |  |  | Yes | [13 empty] | Deferred
1 | PR_177 | T-4 | Capacity Auction | 2021 | Prime Energy Development Limited |  | Willow Park | Watt Power Limited | 01315503380 | info@wattpowerltd.co.uk | Distribution | Non CMRS | New Build Generating CMU | Gas | OCGT and Reciprocating Engines (Fuel Type - Gas) |  | Conditionally Prequalified | Opt-In |  | 15 |  | Yes | Yes |  | 189620 | Yes | 20 |  |  | 18.962 |  |  |  | 18.962 |  |  | 20 MWs of reciprocating engine generation connecting into existing 33kV substation Land at Thornton Lane Markfield LE67 9TU SK 465 096 | N/A |  |  |  | Yes | [13 empty] | Deferred
2 | PR_178 | T-4 | Capacity Auction | 2021 | Prime Energy Development Limited |  | Whitfield | Watt Power Limited | 01315503380 | info@wattpowerltd.co.uk | Distribution | Non CMRS | New Build Generating CMU | Gas | OCGT and Reciprocating Engines (Fuel Type - Gas) |  | Conditionally Prequalified | Opt-In |  | 15 |  | Yes | Yes |  | 189620 | Yes | 20 |  |  | 18.962 |  |  |  | 18.962 |  |  | 20 MWs of reciprocating engine generation connecting into existing 33kV substation Land at Outclough Farm, Biddulph Road, ST6 8UW SJ 881 535 | N/A |  |  |  | Yes | [13 empty] | Deferred
1 | PR_179 | T-4 | Capacity Auction | 2021 | Prime Energy Development Limited |  | Overton | Watt Power Limited | 01315503380 | info@wattpowerltd.co.uk | Distribution | Non CMRS | New Build Generating CMU | Gas | OCGT and Reciprocating Engines (Fuel Type - Gas) |  | Conditionally Prequalified | Opt-In |  | 15 |  | Yes | Yes |  | 90070 | Yes | 9.5 |  |  | 9.007 |  |  |  | 9.007 |  |  | 9.5 MWs of reciprocating engine generation connecting into existing 33kV substation Land at Polhampton Farm, Overton, Basingstoke, RG25 3ED SU 525 509 | N/A |  |  |  | Yes | [13 empty] | Deferred
2 | PSES26 | T-4 | Capacity Auction | 2021 | Petre Street Storage Ltd |  | Petre Street Energy Storage | Renewable Energy Systems Limited | 01923299200 | edward.kenney-herbert@res-group.com | Distribution | CMRS | New Build Generating CMU | Storage - Battery | Storage | Yes | Conditionally Prequalified | Opt-In |  | 15 |  | Yes | Yes |  | 249890 | Yes | 26 |  |  | 24.989 |  |  |  | 24.989 |  |  | New build battery. 350 Petre Street Sheffield S4 8LU SK 369 895 | N/A |  |  |  | Yes | [13 empty] | Deferred
1 | PSES30 | T-4 | Capacity Auction | 2021 | Petre Street Storage Ltd |  | Petre Street Energy Storage | Renewable Energy Systems Limited | 01923299200 | edward.kenney-herbert@res-group.com | Distribution | CMRS | New Build Generating CMU | Storage - Battery | Storage | Yes | Conditionally Prequalified | Opt-In |  | 15 |  | Yes | Yes |  | 288330 | Yes | 30 |  |  | 28.833 |  |  |  | 28.833 |  |  | New build battery. 350 Petre Street Sheffield S4 8LU SK 369 895 | N/A |  |  |  | Yes | [13 empty] | Deferred
2 | PtrsYd | T-4 | Capacity Auction | 2021 | Sundorne Products (Llanidloes) Limited |  | Potters Yard |  |  |  | Distribution | CMRS | New Build Generating CMU | Waste | Coal/biomass |  | Rejected | Opt-In |  | 15 |  |  |  |  | 0 |  | 5 |  |  | 4.379 |  |  |  | 4.379 |  |  | Waste and biomass being combusted to raise steam to bar through a steam turbine Potters Yard, Severn Road, Welshpool, Powys SY21 7YE SJ 230 073 | N/A |  |  |  | Yes | [13 empty] | Deferred
1 | PUDS01 | T-4 | Capacity Auction | 2021 | RYDBERG DEVELOPMENT COMPANY LIMITED |  | PUDS01 | Hartree Partners Power Holdings (UK) Limited | 02072017134 | londonpoweroperations@hplp.com | Distribution | Non CMRS | New Build Generating CMU | Gas | OCGT and Reciprocating Engines (Fuel Type - Gas) |  | Conditionally Prequalified | Opt-In |  | 15 |  | Yes | Yes |  | 56890 | Yes | 6 |  |  | 5.689 |  |  |  | 5.689 |  |  | New build power station comprised of multiple reciprocating engines. Prospect Park, Grangefield Industrial Estate, Richardshaw Road, Pudsey, Leeds, LS28 6LF SE 225 344 | N/A |  |  |  | Yes | [13 empty] | Deferred
2 | PUG001 | T-4 | Capacity Auction | 2021 | POWER UP GENERATION LIMITED |  | Bond Estates Milton Keynes |  | 07771802881 | gary.gay@g2energy.co.uk | Distribution | Non CMRS | New Build Generating CMU | Gas | OCGT and Reciprocating Engines (Fuel Type - Gas) |  | Conditionally Prequalified | Opt-In |  | 15 |  | Yes |  |  | 55550 |  | 5.859 |  |  | 5.555 |  |  |  | 5.721 |  |  | The CMU component comprises of three 2MW Reciprocating Gas Engines Bond Avenue Bletchley Milton Keynes MK1 1JJ SP 881 353 | Export MPAN: 1170000894943, Import MPAN:1170000894980 |  |  |  | Yes | [13 empty] | Deferred
1 | PYE002 | T-4 | Capacity Auction | 2021 | APEX ENERGY LTD |  | Gas Generation Pye Bridge |  | 0207630434 | michaelh@downing.co.uk | Distribution | Non CMRS | New Build Generating CMU | Gas | OCGT and Reciprocating Engines (Fuel Type - Gas) |  | Conditionally Prequalified | Opt-In |  | 15 |  | Yes | Yes |  | 77460 |  | 8.17 |  |  | 7.746 |  |  |  | 7.746 |  |  | Reciprocating gas engines running on natural gas Pye Bridge Industrial Estate, Somercotes, Alfreton, DE55 4NX SK433530 | N/A |  |  |  | Yes | [13 empty] | Deferred
2 | QMWS21 | T-4 | Capacity Auction | 2021 | Merit Generation II Limited |  | QMARY |  | 02380010437 | ian@inrgsolar.com | Distribution | Non CMRS | New Build Generating CMU | Gas | OCGT and Reciprocating Engines (Fuel Type - Gas) |  | Conditionally Prequalified | Opt-In |  | 15 |  | Yes | Yes |  | 189620 | Yes | 20 |  |  | 18.962 |  |  |  | 18.962 |  |  | A new build 20MW gas fuelled generating station. Land At Queen Margarets Road, Queen Margarets Industrial Estate, Scarborough, NORTH YORKSHIRE, YO11 2YH TA 034 865 | N/A |  |  |  | Yes | [13 empty] | Deferred
1 | QPBSCM | T-4 | Capacity Auction | 2021 | Ecotricity (Next Generation) Limited |  | Q-Park Battery Storage | Ecotricity Group Ltd | 01453756111 | info@ecotricity.co.uk | Distribution | Non CMRS | New Build Generating CMU | Storage - Battery | Storage | Yes | Conditionally Prequalified | Opt-In |  | 15 |  | Yes | Yes |  | 19530 | Yes | 2.032 |  |  | 1.953 |  |  |  | 2.018 |  |  | This CMU is formed of two battery banks and PCS that when combined are capable of providing in excess of 2MW of power. The system is connected via switch gear and a transformer to the 11kV network in WPD's West Midland region. Q Park, Bath Road, Inchbrook, Stroud, GL5 5HT SO 841 020 | N/A |  |  |  | Yes | [13 empty] | Deferred
2 | RAN121 | T-4 | Capacity Auction | 2021 | SSE Generation Limited |  | Rannoch 1 | SSE plc | 01738457343 | CMSecondaryTrading@sse.com | Distribution | Non CMRS | Existing Generating CMU | Hydro | Hydro |  | Rejected | Opt-In |  | 1 |  |  |  |  | 0 |  | 16 |  |  | 14.067 |  |  |  | 14.067 |  |  | 1 x hydro turbine & synchronous generator Rannoch Power Station, Rannoch, Perthshire, PH17 2QP NN529582 | 1700051768868 |  |  |  | No | No | Yes | Metering Option (a) | No |  |  | No | [6 empty] | No
1 | RAN221 | T-4 | Capacity Auction | 2021 | SSE Generation Limited |  | Rannoch 2 | SSE plc | 01738457343 | CMSecondaryTrading@sse.com | Distribution | Non CMRS | Existing Generating CMU | Hydro | Hydro |  | Prequalified | Opt-In |  | 1 |  |  |  |  | 0 |  | 16 |  |  | 14.067 |  |  |  | 14.067 |  |  | 1 x hydro turbine & synchronous generator Rannoch Power Station, Rannoch, Perthshire, PH17 2QP NN529582 | 1700051768877 |  |  |  | No | No | Yes | Metering Option (a) | No |  |  | No | [6 empty] | No
2 | RAN321 | T-4 | Capacity Auction | 2021 | SSE Generation Limited |  | Rannoch 3 | SSE plc | 01738457343 | CMSecondaryTrading@sse.com | Distribution | Non CMRS | Existing Generating CMU | Hydro | Hydro |  | Prequalified | Opt-In |  | 1 |  |  |  |  | 0 |  | 16 |  |  | 14.067 |  |  |  | 14.067 |  |  | 1 x hydro turbine & synchronous generator Rannoch Power Station, Rannoch, Perthshire, PH17 2QP NN529582 | 1700051768895 |  |  |  | No | No | Yes | Metering Option (a) | No |  |  | No | [6 empty] | No
1 | RATS11 | T-4 | Capacity Auction | 2021 | Uniper Global Commodities SE |  | Ratcliffe U1 | Uniper Holding GmbH | 01213294545 | UniperUK.PowerTrading@uniper.energy | Transmission | CMRS | Existing Generating CMU | Coal | Coal/biomass |  | Prequalified | Opt-In |  | 1 |  |  |  |  | 0 |  | 513.088 |  |  | 449.362 |  |  |  | 451.037 |  |  | Ratcliffe Unit 1 coal-fired unit Ratcliffe-on-Soar Nottingham NG11 0EE SK503301 | 5014 |  |  |  | No |  |  |  | No | [9 empty] | No
2 | RATS12 | T-4 | Capacity Auction | 2021 | Uniper Global Commodities SE |  | Ratcliffe U2 | Uniper Holding GmbH | 01213294545 | UniperUK.PowerTrading@uniper.energy | Transmission | CMRS | Existing Generating CMU | Coal | Coal/biomass |  | Prequalified | Opt-In |  | 1 |  |  |  |  | 0 |  | 513.088 |  |  | 449.362 |  |  |  | 451.037 |  |  | Ratcliffe Unit 2 coal-fired unit Ratcliffe-on-Soar Nottingham NG11 0EE SK503301 | 5014 |  |  |  | No |  |  |  | No | [9 empty] | No
1 | RATS13 | T-4 | Capacity Auction | 2021 | Uniper Global Commodities SE |  | Ratcliffe U3 | Uniper Holding GmbH | 01213294545 | UniperUK.PowerTrading@uniper.energy | Transmission | CMRS | Existing Generating CMU | Coal | Coal/biomass |  | Prequalified | Opt-In |  | 1 |  |  |  |  | 0 |  | 513.088 |  |  | 449.362 |  |  |  | 451.037 |  |  | Ratcliffe Unit 3 coal-fired unit Ratcliffe-on-Soar Nottingham NG11 0EE SK503301 | 5015 |  |  |  | No |  |  |  | No | [9 empty] | No
2 | RATS14 | T-4 | Capacity Auction | 2021 | Uniper Global Commodities SE |  | Ratcliffe U4 | Uniper Holding GmbH | 01213294545 | UniperUK.PowerTrading@uniper.energy | Transmission | CMRS | Existing Generating CMU | Coal | Coal/biomass |  | Prequalified | Opt-In |  | 1 |  |  |  |  | 0 |  | 513.088 |  |  | 449.362 |  |  |  | 451.037 |  |  | Ratcliffe Unit 4 coal-fired unit Ratcliffe-on-Soar Nottingham NG11 0EE SK503301 | 5015 |  |  |  | No |  |  |  | No | [9 empty] | No
1 | RB_174 | T-4 | Capacity Auction | 2021 | RUGELEY POWER GENERATION LIMITED |  | RUGELEY BATTERY | International Power Consolidated Holdings Limited | 02073208964 | originationteam.uk@engie.com | Transmission | CMRS | New Build Generating CMU | Storage - Battery | Storage | Yes | Conditionally Prequalified | Opt-In |  | 15 |  | Yes |  |  | 479590 | Yes | 49.9 |  |  | 47.959 |  |  |  | 47.959 |  |  | Rugeley battery storage system at Rugeley Power Station Rugeley Power Station Rugeley Staffordshire WS15 1PR SK058173 | N/A | [17 empty] | Deferred
2 | REST11 | T-4 | Capacity Auction | 2021 | REstore Flexpond UK Limited |  | REST11 |  | 0032495283019 | trading@restore.eu | Distribution | Non CMRS | Existing Generating CMU | Gas | CHP and autogeneration |  | Prequalified | Opt-In |  | 1 |  |  |  |  | 0 |  | 6.701 |  |  | 6.031 |  |  |  | 6.031 |  |  | Gas Turbine Generator Edgabaston, Birmingham, West Midlands, B15 2TT SP 045 833 | Import 1430000001342; 1430000001351 export 1430000001360; 1430000001370 |  |  |  | No | Yes | No | Metering Option (b) | Yes | No |  |  |  | No | Commissioned for component 171101 Will be commissioned once installed for component 171102 | Is ok according to NG specs for component 171101. Will be according to NG specs for component 171102 once installed | Yes |  | Yes
X | REST11-Component |  |  |  | REstore Flexpond UK Limited | [9 empty] | CHP and autogeneration | [21 empty] | Gas Engine Edgabaston, Birmingham, West Midlands, B15 2TT SP 045 833
1 | REST13 | T-4 | Capacity Auction | 2021 | REstore Flexpond UK Limited |  | REST07 |  | 0032495283019 | trading@restore.eu | Distribution | Non CMRS | Existing Generating CMU | Gas | CHP and autogeneration |  | Prequalified | Opt-In |  | 1 |  |  |  |  | 0 |  | 39.985 |  |  | 35.987 |  |  |  | 35.987 |  |  | TLOR-1 1 ea 38MWe Cogeneration Unit 9G1 Eastfield Road, North Killingholme, Immingham, North Lincolnshire, DN40 3LW TA 152 173 | export 2300000233912 ;2300000996990 import 2376508030013;2376508030022 |  |  |  | No | Yes | No | Metering Option (b) | Yes | No |  |  |  | Yes |  | Compliant with UK Capacity market rules, metering certificate has been obtained | Yes |  | Yes
2 | REST15 | T-4 | Capacity Auction | 2021 | REstore Flexpond UK Limited |  | REST09 |  | 0032495283019 | trading@restore.eu | Distribution | Non CMRS | Existing Generating CMU | Gas | CHP and autogeneration |  | Prequalified | Opt-In |  | 1 |  |  |  |  | 0 |  | 6.452 |  |  | 5.807 |  |  |  | 5.807 |  |  | Steam Driven Turbo Alternator 8G2 6,8 MWe Eastfield Road, North Killingholme, Immingham, North Lincolnshire, DN40 3LW TA 152 173 | export 2300000233912 ;2300000996990 import 2376508030013;2376508030022 |  |  |  | No | Yes | No | Metering Option (b) | Yes | No |  |  |  | Yes |  | Bespoke metering has been installed with precision according to the Capacity Market rules. The system has been commissioned and a metering certificate has been obtained | Yes |  | Yes
1 | REST16 | T-4 | Capacity Auction | 2021 | REstore Flexpond UK Limited |  | REST16 |  | 0032495283019 | trading@restore.eu | Distribution | Non CMRS | Existing Generating CMU | Gas | CHP and autogeneration |  | Prequalified | Opt-In |  | 1 |  |  |  |  | 0 |  | 5.181 |  |  | 4.663 |  |  |  | 4.663 |  |  | Steam Driven Turbo Alternator 8G4 7MWe (derated to 4 MWe for mechanical reasons) Eastfield Road, North Killingholme, Immingham, North Lincolnshire, DN40 3LW TA 152 173 | export 2300000233912 ;2300000996990 import 2376508030013;2376508030022 |  |  |  | No | Yes | No | Metering Option (b) | Yes | No |  |  |  | No | To be installed | Will be according to Uk Capacity market rules specs | Yes |  | Yes
2 | REST20 | T-4 | Capacity Auction | 2021 | REstore Flexpond UK Limited |  | REST20 |  | 0032495283019 | trading@restore.eu | Distribution | Non CMRS | Existing Generating CMU | Gas | CHP and autogeneration |  | Prequalified | Opt-In |  | 1 |  |  |  |  | 0 |  | 7.02 |  |  | 6.318 |  |  |  | 6.318 |  |  | Gas Turbine CHP GT001A Cardiff Road, Barry, Vale of Glamorgsan, CF63 2YL ST 140 688 | 2199989353701 and 2199989353710 |  |  |  | No | Yes | No | Metering Option (b) | Yes | No |  |  |  | No | To be installed | Meter configuration to be confirmed, will comply with the Uk capacity market rules. | Yes |  | Yes
1 | REST21 | T-4 | Capacity Auction | 2021 | REstore Flexpond UK Limited |  | REST21 |  | 0032495283019 | trading@restore.eu | Distribution | Non CMRS | Existing Generating CMU | Gas | CHP and autogeneration |  | Prequalified | Opt-In |  | 1 |  |  |  |  | 0 |  | 7.28 |  |  | 6.552 |  |  |  | 6.552 |  |  | Gas Turbine CHP GT001B Cardiff Road, Barry, Vale of Glamorgsan, CF63 2YL ST 140 688 | 2199989353701 and 2199989353710 |  |  |  | No | Yes | No | Metering Option (b) | Yes | No |  |  |  | No | To be installed | Meter configuration to be confirmed, will comply with the Uk capacity market rules. | Yes |  | Yes
2 | REST22 | T-4 | Capacity Auction | 2021 | REstore Flexpond UK Limited |  | REST22 |  | 0032495283019 | trading@restore.eu | Distribution | Non CMRS | Existing Generating CMU | Gas | CHP and autogeneration |  | Prequalified | Opt-In |  | 1 |  |  |  |  | 0 |  | 12 |  |  | 10.8 |  |  |  | 10.8 |  |  | Steam Turbine CHP Cardiff Road, Barry, Vale of Glamorgsan, CF63 2YL ST 140 688 | 2199989353701 and 2199989353710 |  |  |  | No | Yes | No | Metering Option (b) | Yes | No |  |  |  | No | To be installed | Meter configuration to be confirmed, will comply with the Uk capacity market rules. | Yes |  | Yes
1 | REST25 | T-4 | Capacity Auction | 2021 | REstore Flexpond UK Limited |  | REST25 |  | 0032495283019 | trading@restore.eu | Distribution | Non CMRS | Existing Generating CMU | Storage - Compressed Air | CHP and autogeneration |  | Prequalified | Opt-In |  | 1 |  |  |  |  | 0 |  | 3.294 |  |  | 2.965 |  |  |  | 2.965 |  |  | Turbo Expander - for pressure reduction of incoming natural gas Cats Terminal, Seal Sands Rd, Middlesbrough, Cleveland, TS2 1UB NZ 520 245 | 1592001108235, 1592101108230 and 1599001009972 |  |  |  | No | Yes | No | Metering Option (b) | No | No |  |  |  | No | To be installed | Metering configuration to be confirmed, will comply to UK Capacity market rules | Yes |  | Yes
2 | REST28 | T-4 | Capacity Auction | 2021 | REstore Flexpond UK Limited |  | REST08 |  | 0032495283019 | trading@restore.eu | Distribution | Non CMRS | Existing Generating CMU | Gas | CHP and autogeneration |  | Prequalified | Opt-In |  | 1 |  |  |  |  | 0 |  | 6.485 |  |  | 5.837 |  |  |  | 5.837 |  |  | Steam Driven Turbo Alternator 8G1 6,8 MWe Eastfield Road, North Killingholme, Immingham, North Lincolnshire, DN40 3LW TA 152 173 | export 2300000233912 ;2300000996990 import 2376508030013;2376508030022 |  |  |  | No | Yes | No | Metering Option (b) | Yes | No |  |  |  | Yes |  | Compliant with UK Capacity market rules, metering certificate has been obtained | Yes |  | Yes
1 | RET001 | T-4 | Capacity Auction | 2021 | Gas Generation Retford Road Limited |  | Gas Generation Retford Road 1 |  | 01778300888 | enquiries@larkpower.co.uk | Distribution | Non CMRS | New Build Generating CMU | Gas | OCGT and Reciprocating Engines (Fuel Type - Gas) |  | Conditionally Prequalified | Opt-In |  | 15 |  | Yes | Yes |  | 189620 | Yes | 20 |  |  | 18.962 |  |  |  | 18.962 |  |  | 10 gas reciprocating engines used for power generation, with associated infrastructure. Land at Manton Wood, Retford Road, Worksop, Notts, S80 2PU SK 607 784 | N/A |  |  |  | Yes | [13 empty] | Deferred
2 | RHE2_3 | T-4 | Capacity Auction | 2021 | Statkraft Markets GmbH |  | Rheidol Hydro Electric Power Plant Generator 2 | Statkraft AS | 004921160244000 | UKCM@statkraft.com | Distribution | CMRS | Existing Generating CMU | Hydro | Hydro |  | Prequalified | Opt-In |  | 1 |  |  |  |  | 0 |  | 21.736 |  |  | 19.11 |  |  |  | 19.11 |  |  | The CMU is belonging to the hydro-electric power scheme “Rheidol” close to Aberystwyth – Ceredigion - mid-Wales. The respective CMU is situated at the Cwm Rheidol Power Station (being one out of two) which is supplied by water from the Dinas Reservoir. Cwm Rheidol Aberystywth, Ceredigion SY23 3NF Aberystwyth SN 708 793 | MSSQ_5025.RHEIGE2MAE.AE |  |  |  | No | No | Yes |  | Yes | [9 empty] | Yes
1 | RHE3_3 | T-4 | Capacity Auction | 2021 | Statkraft Markets GmbH |  | Rheidol Hydro Electric Power Plant Generator 3 | Statkraft AS | 004921160244000 | UKCM@statkraft.com | Distribution | CMRS | Existing Generating CMU | Hydro | Hydro |  | Prequalified | Opt-In |  | 1 |  |  |  |  | 0 |  | 22.04 |  |  | 19.378 |  |  |  | 19.378 |  |  | The CMU is belonging to the hydro-electric power scheme “Rheidol” close to Aberystwyth – Ceredigion - mid-Wales. The respective CMU is situated at the Cwm Rheidol Power Station (being one out of two) which is supplied by water from the Dinas Reservoir. Cwm Rheidol Aberystywth, Ceredigion SY23 3NF Aberystwyth SN 708 793 | MSSQ_5025.RHEIGE3MAE.AE |  |  |  | No | No | Yes |  | Yes | [9 empty] | Yes
2 | RHES30 | T-4 | Capacity Auction | 2021 | Roaring Hill Energy Storage Ltd |  | Roaring Hill Energy Storage | Renewable Energy Systems Limited | 01923299200 | edward.kenney-herbert@res-group.com | Distribution | CMRS | New Build Generating CMU | Storage - Battery | Storage | Yes | Conditionally Prequalified | Opt-In |  | 15 |  | Yes | Yes |  | 288330 | Yes | 30 |  |  | 28.833 |  |  |  | 28.833 |  |  | New build battery Land To The South Of The Limekilns Road Glenrothes Fife KY6 3QH NO 254 023 | N/A |  |  |  | Yes | [13 empty] | Deferred
1 | RHES40 | T-4 | Capacity Auction | 2021 | Roaring Hill Energy Storage Ltd |  | Roaring Hill Energy Storage | Renewable Energy Systems Limited | 01923299200 | edward.kenney-herbert@res-group.com | Distribution | CMRS | New Build Generating CMU | Storage - Battery | Storage | Yes | Conditionally Prequalified | Opt-In |  | 15 |  | Yes | Yes |  | 384440 | Yes | 40 |  |  | 38.444 |  |  |  | 38.444 |  |  | New build battery Land To The South Of The Limekilns Road Glenrothes Fife KY6 3QH NO 254 023 | N/A |  |  |  | Yes | [13 empty] | Deferred
2 | RHODES | T-4 | Capacity Auction | 2021 | Reliance Energy Limited |  | Rhodesia |  | 07834863560 | info@relianceenergy.eu | Distribution | Non CMRS | New Build Generating CMU | Gas | OCGT and Reciprocating Engines (Fuel Type - Gas) |  | Conditionally Prequalified | Opt-In |  | 15 |  | Yes |  |  | 94810 |  | 10 |  |  | 9.481 |  |  |  | 9.481 |  |  | The CMU Component will be made up of gas fired engines. Land West of Highgrounds Farm Industrial Estate Rhodesia, Bassetlaw Nottinghamshire S80 3AF SK 567 795 | N/A |  |  |  | Yes | [13 empty] | Deferred
1 | RIBB03 | T-4 | Capacity Auction | 2021 | Ribble Power Limited |  | Ribble Power | Apus Energy Limited | 02920547206 | matthew.tucker@welshpower.com | Distribution | Non CMRS | New Build Generating CMU | Gas | OCGT and Reciprocating Engines |  | Conditionally Prequalified | Opt-In |  | 15 |  | Yes | Yes |  | 187720 | Yes | 19.8 |  |  | 18.772 |  |  |  | 18.962 |  |  | 20 MW power plant comprising 10 x 2MW gas reciprocating engines. The power plant will be connected to the local distribution and gas network. Vacant Land off Haverton Hill Rd, Stockton-on-Tees, Billingham TS23 1PS. NZ 475 216 | N/A |  |  |  | Yes | [13 empty] | Deferred
2 | RNA002 | T-4 | Capacity Auction | 2021 | RNA-Energy Ltd |  | Halesworth Battery Storage Facility |  | 02033562787 | info@rna-energy.com | Distribution | Non CMRS | New Build Generating CMU | Storage - Battery | Storage | Yes | Conditionally Prequalified | Opt-In |  | 15 |  | Yes |  |  | 384440 |  | 40 |  |  | 38.444 |  |  |  | 38.444 |  |  | The CMU component at Halesworth is an energy storage system comprised of batteries and will have an import and export capacity of 40MW. NORWICH ROAD INDUSTRIAL ESTATE, HALESWORTH, SUFFOLK, IP19 8QJ TM 390 789 | N/A |  |  |  | Yes | [13 empty] | Deferred
1 | RNA020 | T-4 | Capacity Auction | 2021 | RNA-Energy Ltd |  | Tollgate Battery Storage Facility |  | 02033562787 | info@rna-energy.com | Distribution | Non CMRS | New Build Generating CMU | Storage - Battery | Storage | Yes | Conditionally Prequalified | Opt-In |  | 15 |  | Yes |  |  | 475740 | Yes | 49.5 |  |  | 47.574 |  |  |  | 47.574 |  |  | The CMU component at Tollgate Farm is an energy storage system comprised of batteries with an import and export capacity of 49.5MW. LAND AT TOLLGATE FARM, WELHAM GREEN, AL4 0NY TL 218 055 | N/A |  |  |  | Yes | [13 empty] | Deferred
2 | RNA049 | T-4 | Capacity Auction | 2021 | RNA-Energy Ltd |  | Cuxton Battery Storage Facility |  | 02033562787 | info@rna-energy.com | Distribution | Non CMRS | New Build Generating CMU | Storage - Battery | Storage | Yes | Conditionally Prequalified | Opt-In |  | 15 |  | Yes |  |  | 475740 | Yes | 49.5 |  |  | 47.574 |  |  |  | 47.574 |  |  | The CMU component at Cuxton is an energy storage system comprised of batteries with an import capacity of 38MW and export capacity of 49.5MW. Land off Sundridge Hill, Cuxton, Rochester, ME2 1LB. TQ 716 671 | N/A |  |  |  | Yes | [13 empty] | Deferred
1 | RNA051 | T-4 | Capacity Auction | 2021 | RNA-Energy Ltd |  | Castlebridge Battery Storage Facility |  | 02033562787 | info@rna-energy.com | Distribution | Non CMRS | New Build Generating CMU | Storage - Battery | Storage | Yes | Conditionally Prequalified | Opt-In |  | 15 |  | Yes | Yes |  | 48060 | Yes | 5 |  |  | 4.806 |  |  |  | 4.806 |  |  | The CMU component at Castelbridge is an energy storage system comprised of batteries and will have an import and export capacity of 5MW. Castlebridge, Alloa, Clackmannanshire, FK10 3QA NS 938 922 | N/A |  |  |  | Yes | [13 empty] | Deferred
2 | RNA053 | T-4 | Capacity Auction | 2021 | Reliagen Electric Ltd |  | Staines Battery Storage Facility |  | 07876640786 | markc@reliagen.co.uk | Distribution | Non CMRS | New Build Generating CMU | Storage - Battery | Storage | Yes | Conditionally Prequalified | Opt-In |  | 15 |  | Yes | Yes |  | 479590 | Yes | 49.9 |  |  | 47.959 |  |  |  | 47.959 |  |  | The CMU at Staines will be an energy storage facility with a maximum import and export capacity of 49.9MW. Unit A – Apex 30, 233-269 London Road, Stainess, TW18 4JU TQ 047 721 | N/A |  |  |  | Yes | [13 empty] | Deferred
1 | RocBat | T-4 | Capacity Auction | 2021 | Enersyst Limited |  | Rockingham Battery |  | 01685815100 | adam.rickard@pario.co.uk | Distribution | Non CMRS | New Build Generating CMU | Storage - Battery | Storage | Yes | Conditionally Prequalified | Opt-In |  | 15 |  | Yes |  |  | 19220 |  | 2 |  |  | 1.922 |  |  |  | 1.922 |  |  | The CMU will consist of 2 MW's of containerised battery storage. Rockingham South, Smoke Land, Avonmouth BS11 0YT ST 527 804 | N/A |  |  |  | Yes | [13 empty] | Deferred
2 | RocExt | T-4 | Capacity Auction | 2021 | Enersyst Limited |  | Rockingham Ext |  | 01685815100 | adam.rickard@pario.co.uk | Distribution | Non CMRS | New Build Generating CMU | Gas | OCGT and Reciprocating Engines (Fuel Type - Gas) |  | Conditionally Prequalified | Opt-In |  | 15 |  | Yes |  |  | 75850 |  | 8 |  |  | 7.585 |  |  |  | 7.585 |  |  | 4 x 2MW OCGT gas reciprocating engines Rockingham South, Smoke Land, Avonmouth BS11 0YT ST 527 804 | N/A |  |  |  | Yes | [13 empty] | Deferred
1 | Rocham | T-4 | Capacity Auction | 2021 | Enersyst Limited |  | Rockingham South |  | 01685815100 | adam.rickard@pario.co.uk | Distribution | Non CMRS | New Build Generating CMU | Gas | OCGT and Reciprocating Engines (Fuel Type - Gas) |  | Conditionally Prequalified | Opt-In |  | 15 |  | Yes |  |  | 56890 |  | 6 |  |  | 5.689 |  |  |  | 5.689 |  |  | 3 x 2MW OCGT gas reciprocating engines Rockingham South, Smoke Land, Avonmouth BS11 0YT ST 527 804 | N/A |  |  |  | Yes | [13 empty] | Deferred
2 | Rochd1 | T-4 | Capacity Auction | 2021 | BALANCE POWER PROJECTS LIMITED |  | Rochd1 |  | 01519580431 | enquiries@balancepower.co.uk | Distribution | Non CMRS | New Build Generating CMU | Gas | OCGT and Reciprocating Engines |  | Conditionally Prequalified | Opt-In |  | 15 |  | Yes | Yes |  | 74900 | Yes | 7.9 |  |  | 7.49 |  |  |  | 7.49 |  |  | New build power station comprised of multiple reciprocating engines Dig Gate Lane, Kingsway, Rochdale, OL16 4NR SD 918 112 | N/A |  |  |  | Yes | [13 empty] | Deferred
1 | ROOK01 | T-4 | Capacity Auction | 2021 | COVANTA ROOKERY SOUTH LIMITED |  | Rookery South ERF | COVANTA ENERGY LIMITED | 0012012078964 | skabbani@covanta.com | Distribution | Non CMRS | New Build Generating CMU | Waste | Coal/biomass |  | Conditionally Prequalified | Opt-In |  | 15 |  | Yes |  |  | 569270 |  | 65 |  |  | 56.927 |  |  |  | 56.927 |  |  | Energy from Waste facility located in Bedfordshire. The Facility will utilise conventional mass-burn technology, which is the most well proven Energy from Waste technology currently available. The process will consist of delivery of waste to the Facility by truck, where it will be deposited in a storage bunker, from which it will be fed into one of three thermal units (or “streams”). Each of the three streams will consist of a moving grate, boiler and air pollution control equipment. The steam generated by this process will drive a turbine generator producing electricity that will be delivered to the local electricity distribution system via a new underground connection to the Marston Primary Substation. The electricity produced will be sufficient to meet the needs of approximately 65,000 homes Off Green Lane,Stewartby, Bedford, MK43 9LY. TL011412 | N/A |  |  |  | Yes | [13 empty] | Deferred
2 | ROS123 | T-4 | Capacity Auction | 2021 | RE PROJECTS DEVELOPMENT LIMITED |  | ROS |  | 07772563765 | lyricenergy@gmail.com | Distribution | Non CMRS | New Build Generating CMU | Storage - Battery | Storage | Yes | Conditionally Prequalified | Opt-In |  | 15 |  | Yes | Yes |  | 57670 | Yes | 6 |  |  | 5.767 |  |  |  | 5.767 |  |  | NEW BUILD BATTERY STORAGE STATION ROSSIDE FARM ROSSIDE ULVERSTON LA12 7SE SD 276 780 | N/A |  |  |  | Yes | [13 empty] | Deferred
1 | ROST21 | T-4 | Capacity Auction | 2021 | Rounponds Energy Limited |  | Roundponds Storage 1 |  | 01962873300 | warren@bucklandcapital.com | Distribution | Non CMRS | New Build Generating CMU | Storage - Battery | Storage | Yes | Conditionally Prequalified | Opt-In |  | 15 |  | Yes | Yes |  | 96110 | Yes | 10 |  |  | 9.611 |  |  |  | 9.611 |  |  | A 10MW New Build Battery Storage Site Roundponds Farm Shurnold Melksham Wiltshire SN12 8DF ST 892 641 | N/A |  |  |  | Yes | [13 empty] | Deferred
2 | RRRF11 | T-4 | Capacity Auction | 2021 | Riverside Resource Recovery Limited |  | RRRF01 | Cory Riverside Holdings Limited | 02074175200 | andy.pike@coryenergy.com | Distribution | Non CMRS | Existing Generating CMU | Waste | CHP and autogeneration |  | Prequalified | Opt-In |  | 1 |  |  |  |  | 0 |  | 73.072 |  |  | 65.765 |  |  |  | 65.765 |  |  | Energy from Waste Recovery Facility RRRL-EfW Facility Norman Road North Belvedere Kent DA17 6JY TQ496806 | 1200060787118 |  |  |  | No | No | Yes | Metering Option (b) | No | No |  |  |  | Yes |  | CoP 2 | Yes |  | Yes
1 | RTG20C | T-4 | Capacity Auction | 2021 | Uniper Global Commodities SE | Applications and Correspondence on behalf of UGC SE | Ratcliffe GT2 | Uniper Holding GmbH | 01213294545 | UniperUK.PowerTrading@uniper.energy | Transmission | CMRS | Existing Generating CMU | Diesel | OCGT and Reciprocating Engines (Fuel Type - Diesel) |  | Prequalified | Opt-In |  | 1 |  |  |  |  | 0 |  | 17 |  |  | 16.118 |  |  |  | 16.118 |  |  | Ratcliffe U2 OCGT fuelled on Gas Oil as defined by BS2869 Class A2 Ratcliffe-on-Soar Nottingham NG11 0EE SK503301 | 5014 |  |  |  | No |  |  |  | No | [9 empty] | No
2 | RTG40C | T-4 | Capacity Auction | 2021 | Uniper Global Commodities SE | Applications and Correspondence on behalf of UGC SE | Ratcliffe GT4 | Uniper Holding GmbH | 01213294545 | UniperUK.PowerTrading@uniper.energy | Transmission | CMRS | Existing Generating CMU | Diesel | OCGT and Reciprocating Engines (Fuel Type - Diesel) |  | Prequalified | Opt-In |  | 1 |  |  |  |  | 0 |  | 17 |  |  | 16.118 |  |  |  | 16.118 |  |  | Ratcliffe U4 auxiliary gas turbine. Note this Generating Unit is fuelled on Gas Oil as specified by BS2869 Class A2 Ratcliffe-on-Soar Nottingham NG11 0EE SK503301 | 5015 |  |  |  | No |  |  |  | No | [9 empty] | No
1 | S1_174 | T-4 | Capacity Auction | 2021 | Saltend Cogeneration Company Limited |  | Saltend Unit 1 | IPM Holdings (UK) Limited | 02073208964 | originationteam.uk@engie.com | Transmission | CMRS | Existing Generating CMU | Gas | CHP and autogeneration |  | Prequalified | Opt-In |  | 1 |  |  |  |  | 0 |  | 400 |  |  | 360 |  |  |  | 360 |  |  | Unit 1 at Saltend Power Station Saltend Power Station Saltend Hull HU12 8GA TA160280 | 7077 |  |  |  | No |  |  |  | No | [9 empty] | No
2 | S2_174 | T-4 | Capacity Auction | 2021 | Saltend Cogeneration Company Limited |  | Saltend Unit 2 | IPM Holdings (UK) Limited | 02073208964 | originationteam.uk@engie.com | Transmission | CMRS | Existing Generating CMU | Gas | CHP and autogeneration |  | Prequalified | Opt-In |  | 1 |  |  |  |  | 0 |  | 401.233 |  |  | 361.11 |  |  |  | 361.11 |  |  | Unit 2 at Saltend Power Station Saltend Power Station Saltend Hull HU12 8GA TA160280 | 7078 |  |  |  | No |  |  |  | No | [9 empty] | No
1 | S21G01 | T-4 | Capacity Auction | 2021 | Sembcorp Utilities (UK) Limited |  | Sembcorp Wilton GT1 | Sembcorp Utilities Pte Ltd | 01642212665 | commercial@sembcorp.com | Transmission | CMRS | Existing Generating CMU | Gas | CHP and autogeneration |  | Prequalified | Opt-In |  | 1 |  |  |  |  | 0 |  | 41.789 |  |  | 37.61 |  |  |  | 37.61 |  |  | (Please note: CMU Metering is embedded behind Grid Connection Site: Wilton 66kV Substation. BM Unit T_WILCT-1). S21G01 is a OCGT in CHP Configuration within the (former ICI) Wilton Site. Sembcorp UK Headquarters, Wilton International, Middlesbrough, TS90 8WS NZ568218 | N/A |  |  |  | No |  |  |  | Yes | [9 empty] | Yes
2 | S21G02 | T-4 | Capacity Auction | 2021 | Sembcorp Utilities (UK) Limited |  | Sembcorp Wilton GT2 | Sembcorp Utilities Pte Ltd | 01642212665 | commercial@sembcorp.com | Transmission | CMRS | Existing Generating CMU | Gas | CHP and autogeneration |  | Prequalified | Opt-In |  | 1 |  |  |  |  | 0 |  | 41.745 |  |  | 37.571 |  |  |  | 37.571 |  |  | CMU Metering is embedded behind Grid Connection Site: Wilton 66kV Substation. BM Unit T_WILCT-1). S21G02 is a OCGT in CHP Configuration within the (former ICI) Wilton Site. Sembcorp UK Headquarters Wilton International Middlesbrough TS90 8WS United Kingdom NZ575209 | N/A |  |  |  | No |  |  |  | Yes | [9 empty] | Yes
1 | S21S11 | T-4 | Capacity Auction | 2021 | Sembcorp Utilities (UK) Limited |  | Sembcorp Wilton ST11 | Sembcorp Utilities Pte Ltd | 01642212665 | commercial@sembcorp.com | Transmission | CMRS | Existing Generating CMU | Gas | CHP and autogeneration |  | Prequalified | Opt-In |  | 1 |  |  |  |  | 0 |  | 22.031 |  |  | 19.828 |  |  |  | 19.828 |  |  | (Please note: CMU Metering is embedded behind Grid Connection Site: Wilton 66kV Substation. BM Unit T_WILCT-1). S21S11 is a Steam Turbine in CHP Configuration within the (former ICI) Wilton Site. Sembcorp UK Headquarters, Wilton International, Middlesbrough, TS90 8WS NZ568219 | N/A |  |  |  | No |  |  |  | Yes | [9 empty] | Yes
2 | S3_174 | T-4 | Capacity Auction | 2021 | Saltend Cogeneration Company Limited |  | Saltend Unit 3 | IPM Holdings (UK) Limited | 02073208964 | originationteam.uk@engie.com | Transmission | CMRS | Existing Generating CMU | Gas | CHP and autogeneration |  | Prequalified | Opt-In |  | 1 |  |  |  |  | 0 |  | 402.633 |  |  | 362.37 |  |  |  | 362.37 |  |  | Unit 3 at Saltend Power Station Saltend Power Station Saltend Hull HU12 8GA TA160280 | 7079 |  |  |  | No |  |  |  | No | [9 empty] | No
1 | SAES50 | T-4 | Capacity Auction | 2021 | Saxon Energy Storage Ltd |  | Saxon Energy Storage | Renewable Energy Systems Limited | 01923299200 | edward.kenney-herbert@res-group.com | Distribution | CMRS | New Build Generating CMU | Storage - Battery | Storage | Yes | Conditionally Prequalified | Opt-In |  | 15 |  | Yes | Yes |  | 480540 | Yes | 49.999 |  |  | 48.054 |  |  |  | 48.054 |  |  | New build battery Land Opposite Chessington Substation Fairoak Lane Chessington KT9 2NS TQ 167 617 | N/A |  |  |  | Yes | [13 empty] | Deferred
2 | SALTE1 | T-4 | Capacity Auction | 2021 | AMP Energy Services Limited |  | Salt End | Aggregated Micro Power Limited | 02073827800 | capacity.market@ampplc.co.uk | Distribution | Non CMRS | New Build Generating CMU | Gas | OCGT and Reciprocating Engines (Fuel Type - Gas) |  | Conditionally Prequalified | Opt-In |  | 15 |  | Yes | Yes |  | 473100 | Yes | 49.9 |  |  | 47.31 |  |  |  | 47.31 |  |  | A generating station consisting of multiple reciprocating engines and alternators located on a single site. Land at the corner of Hull Road and Salt End Lane, HU12 8PP TA 164 287 | N/A |  |  |  | Yes | [13 empty] | Deferred
1 | SALTF1 | T-4 | Capacity Auction | 2021 | Less Waste Limited |  | Saltfleetby A Gas Peaker Plant |  | 01775720930 | matthew.hicks@inchoo.org.uk | Distribution | Non CMRS | New Build Generating CMU | Gas | OCGT and Reciprocating Engines (Fuel Type - Gas) |  | Conditionally Prequalified | Opt-In |  | 15 |  | Yes | Yes |  | 189620 | Yes | 20 |  |  | 18.962 |  |  |  | 18.962 |  |  | Gas engine peaker plant providing capacity market, power trading and other balancing services. Saddleback Road Howdales Farm South Cockerington Louth Lincolnshire LN11 7DJ TF424913 | N/A |  |  |  | Yes | [13 empty] | Deferred
2 | SALTF2 | T-4 | Capacity Auction | 2021 | Less Waste Limited |  | Saltfleetby B Gas Peaker Plant |  | 01775720930 | matthew.hicks@inchoo.org.uk | Distribution | Non CMRS | New Build Generating CMU | Gas | OCGT and Reciprocating Engines (Fuel Type - Gas) |  | Conditionally Prequalified | Opt-In |  | 15 |  | Yes | Yes |  | 189620 | Yes | 20 |  |  | 18.962 |  |  |  | 18.962 |  |  | Gas engine peaker plant providing capacity market, power trading and other balancing services. Saddleback Road Howdales Farm South Cockerington Louth Lincolnshire LN11 7DJ TF414908 | N/A |  |  |  | Yes | [13 empty] | Deferred
1 | SAND17 | T-4 | Capacity Auction | 2021 | Sandwell Power Ltd |  | Sandwell Power | Eider Reserve Power Two Limited | 01892783497 | Mike.Davies@EiderReservePower.co.uk | Distribution | Non CMRS | New Build Generating CMU | Gas | OCGT and Reciprocating Engines (Fuel Type - Gas) |  | Conditionally Prequalified | Opt-In |  | 15 |  | Yes | Yes |  | 197580 |  | 20.84 |  |  | 19.758 |  |  |  | 19.834 |  |  | A generating Station consisting of multiple reciprocating engines and alternators located on a single site. Voltage to be transformed where appropriate, to export. Land to the North (adjacent Metro Line) Bilport Lane, Wednesbury, West Midlands WS10 0PD SO987940 | N/A |  |  |  | Yes | [13 empty] | Deferred
2 | SBAT01 | T-4 | Capacity Auction | 2021 | STOR 101 Ltd |  | Longridge |  |  |  | Distribution | Non CMRS | New Build Generating CMU | Storage - Battery | Storage | Yes | Conditionally Prequalified | Opt-In |  | 15 |  | Yes | Yes |  | 57670 | Yes | 6 |  |  | 5.767 |  |  |  | 5.767 |  |  | Battery Storage Facility Longridge Road, Preston, Lancashire PR2 5NQ SD577320 | N/A |  |  |  | Yes | [13 empty] | Deferred
1 | SBAT04 | T-4 | Capacity Auction | 2021 | STOR 104 Ltd |  | Sandy Lane |  |  |  | Distribution | Non CMRS | New Build Generating CMU | Storage - Battery | Storage | Yes | Conditionally Prequalified | Opt-In |  | 15 |  | Yes | Yes |  | 57670 | Yes | 6 |  |  | 5.767 |  |  |  | 5.767 |  |  | Battery Storage Facility Holden Way, Dukinfield, SK16 5LP SJ949983 | N/A |  |  |  | Yes | [13 empty] | Deferred
2 | SBAT08 | T-4 | Capacity Auction | 2021 | STOR 108 Ltd |  | Hamilton |  |  |  | Distribution | Non CMRS | New Build Generating CMU | Storage - Battery | Storage | Yes | Conditionally Prequalified | Opt-In |  | 15 |  | Yes | Yes |  | 57670 | Yes | 6 |  |  | 5.767 |  |  |  | 5.767 |  |  | Battery Storage Facility Wellington Street, Oldham, OL4 1RL SD929046 | n/a |  |  |  | Yes | [13 empty] | Deferred
1 | SBAT14 | T-4 | Capacity Auction | 2021 | STOR 114 Ltd |  | Aldon |  |  |  | Distribution | Non CMRS | New Build Generating CMU | Storage - Battery | Storage | Yes | Rejected | Opt-In |  | 15 |  |  |  |  | 0 |  | 6 |  |  | 5.767 |  |  |  | 5.767 |  |  | Battery Storage Facilty Aldon Road, Poulton - Le - Fylde, Lancashire FY6 8JL SD359388 | n/a |  |  |  | Yes | [13 empty] | Deferred
2 | SBAT26 | T-4 | Capacity Auction | 2021 | STOR 126 Ltd |  | Heyside |  |  |  | Distribution | Non CMRS | New Build Generating CMU | Storage - Battery | Storage | Yes | Conditionally Prequalified | Opt-In |  | 15 |  | Yes | Yes |  | 57670 | Yes | 6 |  |  | 5.767 |  |  |  | 5.767 |  |  | Battery Storage Facility Meek Street, Royton, Oldham, Lancashire OL2 6HL SD935067 | N/A |  |  |  | Yes | [13 empty] | Deferred
1 | SBAT36 | T-4 | Capacity Auction | 2021 | STOR 136 Ltd |  | Cowm Top |  |  |  | Distribution | Non CMRS | New Build Generating CMU | Storage - Battery | Storage | Yes | Conditionally Prequalified | Opt-In |  | 15 |  | Yes | Yes |  | 192220 | Yes | 20 |  |  | 19.222 |  |  |  | 19.222 |  |  | Battery Storage Facilty Cowm Top Lane, Rochdale, OL11 2PU SD890107 | n/a |  |  |  | Yes | [13 empty] | Deferred
2 | SBAT37 | T-4 | Capacity Auction | 2021 | STOR 137 Ltd |  | Waters |  |  |  | Distribution | Non CMRS | New Build Generating CMU | Storage - Battery | Storage | Yes | Rejected | Opt-In |  | 15 |  |  |  |  | 0 |  | 6 |  |  | 5.767 |  |  |  | 5.767 |  |  | Battery Storage Facility Waters Meeting Road, Bolton, BL1 8HQ SD717104 | N/A |  |  |  | Yes | [13 empty] | Deferred
1 | SBAT40 | T-4 | Capacity Auction | 2021 | STOR 140 Ltd |  | Sandy |  |  |  | Distribution | Non CMRS | New Build Generating CMU | Storage - Battery | Storage | Yes | Conditionally Prequalified | Opt-In |  | 15 |  | Yes | Yes |  | 384440 | Yes | 40 |  |  | 38.444 |  |  |  | 38.444 |  |  | Battery Storage Facilty Outram Road, Dukinfield, SK16 4XE SJ939965 | n/a |  |  |  | Yes | [13 empty] | Deferred
2 | SCARB1 | T-4 | Capacity Auction | 2021 | ABBEY HEAT AND POWER CO LIMITED |  | AHAP1 |  | 01780480700 | alex.duce@benchmarkproperties.co.uk | Distribution | Non CMRS | New Build Generating CMU | Bio-fuel | OCGT and Reciprocating Engines |  | Rejected | Opt-In |  | 15 |  |  |  |  | 0 |  | 3.6 |  |  | 3.413 |  |  |  | 2.275 |  |  | one 1.2MW caterpillar generator The Sands Leisure Complex, Burnison Road, Scarborough, YO12 6PH 033900 | 1574000325438 |  |  |  | Yes | [13 empty] | Deferred
X | SCARB1-Component |  |  |  | ABBEY HEAT AND POWER CO LIMITED | [9 empty] | OCGT and Reciprocating Engines | [21 empty] | Two 1.2MW caterpillar generators Whaley Rd, Barugh Green, Barnsley S75 1HS, UK 320085
1 | SCRBAT | T-4 | Capacity Auction | 2021 | E.ON UK CHP Limited |  | Stevens Croft Battery | E.ON UK PLC | 07816292478 | EEMFM@eon.com | Distribution | Non CMRS | New Build Generating CMU | Storage - Battery | Storage | Yes | Conditionally Prequalified | Opt-In |  | 15 |  | Yes | Yes |  | 96110 | Yes | 10 |  |  | 9.611 |  |  |  | 9.611 |  |  | A site with a 10MW, 10MWh (1C) Lithium Ion Battery system, the system will be connected to the distribution network via the same connection as a nearby biomass power station. The battery system will be completely independent in terms of operation, metering, ownership etc to the Biomass Station. Stevens Croft Power Station, Johnstonbridge Road, Lockerbie, Dumfries & Galloway. DG11 2SQ NY 121 851 | N/A |  |  |  | Yes | [13 empty] | Deferred
2 | SCUNT1 | T-4 | Capacity Auction | 2021 | Gas Peaking Limited |  | Scunthorpe Gas | Low Carbon Flexible Generation Limited | 02074090700 | enquiries@lowcarbon.com | Distribution | Non CMRS | New Build Generating CMU | Gas | OCGT and Reciprocating Engines |  | Conditionally Prequalified | Opt-In |  | 15 |  | Yes | Yes |  | 379240 | Yes | 40 |  |  | 37.924 |  |  |  | 37.924 |  |  | Gas engine system capable of exporting electricity. Land on the south west of Brigg Road, Scunthorpe, North Lincolnshire, DN16 1AP SE 910 099 | N/A |  |  |  | Yes | [13 empty] | Deferred
1 | SE1801 | T-4 | Capacity Auction | 2021 | SmartestEnergy Limited |  | SE1801-18/19+21/22 |  | 07764428532 | Robert-Owens@smartestenergy.com | Distribution | Non CMRS | Unproven DSR CMU | DSR | DSR |  | Conditionally Prequalified | Opt-In |  | 1 | Yes |  |  |  | 200000 |  | 46.328 |  |  | 40 |  |  |  | 40 |  |  | Aggregate CMU from Multiple Sources TBC TBC | N/A |  |  |  | Yes | [13 empty] | Deferred
2 | SE1802 | T-4 | Capacity Auction | 2021 | SmartestEnergy Limited |  | SE1802-18/19+21/22 |  | 07764428532 | Robert-Owens@smartestenergy.com | Distribution | Non CMRS | Unproven DSR CMU | DSR | DSR |  | Conditionally Prequalified | Opt-In |  | 1 | Yes |  |  |  | 150000 |  | 34.746 |  |  | 30 |  |  |  | 30 |  |  | Aggregate CMU from Multiple Sources TBC TBC | N/A |  |  |  | Yes | [13 empty] | Deferred
1 | SE1803 | T-4 | Capacity Auction | 2021 | SmartestEnergy Limited |  | SE1803-18/19+21/22 |  | 07764428532 | Robert-Owens@smartestenergy.com | Distribution | Non CMRS | Unproven DSR CMU | DSR | DSR |  | Conditionally Prequalified | Opt-In |  | 1 | Yes |  |  |  | 150000 |  | 34.746 |  |  | 30 |  |  |  | 30 |  |  | Aggregate CMU from Multiple Sources TBC TBC | N/A |  |  |  | Yes | [13 empty] | Deferred
2 | SE1804 | T-4 | Capacity Auction | 2021 | SmartestEnergy Limited |  | SE1804-18/19+21/22 |  | 07764428532 | Robert-Owens@smartestenergy.com | Distribution | Non CMRS | Unproven DSR CMU | DSR | DSR |  | Conditionally Prequalified | Opt-In |  | 1 | Yes |  |  |  | 100000 |  | 23.164 |  |  | 20 |  |  |  | 20 |  |  | Aggregate CMU from Multiple Sources TBC TBC | N/A |  |  |  | Yes | [13 empty] | Deferred
1 | SE1805 | T-4 | Capacity Auction | 2021 | SmartestEnergy Limited |  | SE1805-18/19+21/22 |  | 07764428532 | Robert-Owens@smartestenergy.com | Distribution | Non CMRS | Unproven DSR CMU | DSR | DSR |  | Conditionally Prequalified | Opt-In |  | 1 | Yes |  |  |  | 100000 |  | 23.164 |  |  | 20 |  |  |  | 20 |  |  | Aggregate CMU from Multiple Sources TBC TBC | N/A |  |  |  | Yes | [13 empty] | Deferred
2 | SE1806 | T-4 | Capacity Auction | 2021 | SmartestEnergy Limited |  | SE1806-18/19+21/22 |  | 07764428532 | Robert-Owens@smartestenergy.com | Distribution | Non CMRS | Unproven DSR CMU | DSR | DSR |  | Conditionally Prequalified | Opt-In |  | 1 | Yes |  |  |  | 50000 |  | 11.582 |  |  | 10 |  |  |  | 10 |  |  | Aggregate CMU from Multiple Sources TBC TBC | N/A |  |  |  | Yes | [13 empty] | Deferred
1 | SE1807 | T-4 | Capacity Auction | 2021 | SmartestEnergy Limited |  | SE1807-18/19+21/22 |  | 07764428532 | Robert-Owens@smartestenergy.com | Distribution | Non CMRS | Unproven DSR CMU | DSR | DSR |  | Conditionally Prequalified | Opt-In |  | 1 | Yes |  |  |  | 50000 |  | 11.582 |  |  | 10 |  |  |  | 10 |  |  | Aggregate CMU from Multiple Sources TBC TBC | N/A |  |  |  | Yes | [13 empty] | Deferred
2 | SE1808 | T-4 | Capacity Auction | 2021 | SmartestEnergy Limited |  | SE1808-18/19+21/22 |  | 07764428532 | Robert-Owens@smartestenergy.com | Distribution | Non CMRS | Unproven DSR CMU | DSR | DSR |  | Conditionally Prequalified | Opt-In |  | 1 | Yes |  |  |  | 50000 |  | 11.582 |  |  | 10 |  |  |  | 10 |  |  | Aggregate CMU from Multiple Sources TBC TBC | N/A |  |  |  | Yes | [13 empty] | Deferred
1 | SE1809 | T-4 | Capacity Auction | 2021 | SmartestEnergy Limited |  | SE1809-18/19+21/22 |  | 07764428532 | Robert-Owens@smartestenergy.com | Distribution | Non CMRS | Unproven DSR CMU | DSR | DSR |  | Conditionally Prequalified | Opt-In |  | 1 | Yes |  |  |  | 25000 |  | 5.791 |  |  | 5 |  |  |  | 5 |  |  | Aggregate CMU from Multiple Sources TBC TBC | N/A |  |  |  | Yes | [13 empty] | Deferred
2 | SE1810 | T-4 | Capacity Auction | 2021 | SmartestEnergy Limited |  | SE1810 -18/19+21/22 |  | 07764428532 | Robert-Owens@smartestenergy.com | Distribution | Non CMRS | Unproven DSR CMU | DSR | DSR |  | Conditionally Prequalified | Opt-In |  | 1 | Yes |  |  |  | 25000 |  | 5.791 |  |  | 5 |  |  |  | 5 |  |  | Aggregate CMU from Multiple Sources TBC TBC | N/A |  |  |  | Yes | [13 empty] | Deferred
1 | SE1811 | T-4 | Capacity Auction | 2021 | SmartestEnergy Limited |  | SE1811-18/19+21/22 |  | 07764428532 | Robert-Owens@smartestenergy.com | Distribution | Non CMRS | Unproven DSR CMU | DSR | DSR |  | Conditionally Prequalified | Opt-In |  | 1 | Yes |  |  |  | 25000 |  | 5.791 |  |  | 5 |  |  |  | 5 |  |  | Aggregate CMU from Multiple Sources TBC TBC | N/A |  |  |  | Yes | [13 empty] | Deferred
2 | SE1812 | T-4 | Capacity Auction | 2021 | SmartestEnergy Limited |  | SE1812-18/19+21/22 |  | 07764428532 | Robert-Owens@smartestenergy.com | Distribution | Non CMRS | Unproven DSR CMU | DSR | DSR |  | Conditionally Prequalified | Opt-In |  | 1 | Yes |  |  |  | 25000 |  | 5.791 |  |  | 5 |  |  |  | 5 |  |  | Aggregate CMU from Multiple Sources TBC TBC | N/A |  |  |  | Yes | [13 empty] | Deferred
1 | SE1813 | T-4 | Capacity Auction | 2021 | SmartestEnergy Limited |  | SE1813-18/19+21/22 |  | 07764428532 | Robert-Owens@smartestenergy.com | Distribution | Non CMRS | Unproven DSR CMU | DSR | DSR |  | Conditionally Prequalified | Opt-In |  | 1 | Yes |  |  |  | 25000 |  | 5.791 |  |  | 5 |  |  |  | 5 |  |  | Aggregate CMU from Multiple Sources TBC TBC | N/A |  |  |  | Yes | [13 empty] | Deferred
2 | SE1814 | T-4 | Capacity Auction | 2021 | SmartestEnergy Limited |  | SE1814-18/19+21/22 |  | 07764428532 | Robert-Owens@smartestenergy.com | Distribution | Non CMRS | Unproven DSR CMU | DSR | DSR |  | Conditionally Prequalified | Opt-In |  | 1 | Yes |  |  |  | 25000 |  | 5.791 |  |  | 5 |  |  |  | 5 |  |  | Aggregate CMU from Multiple Sources TBC TBC | N/A |  |  |  | Yes | [13 empty] | Deferred
1 | SE1820 | T-4 | Capacity Auction | 2021 | SmartestEnergy Limited |  | SE1820 |  | 07764428532 | Robert-Owens@smartestenergy.com | Distribution | Non CMRS | New Build Generating CMU | Storage - Battery | Storage | Yes | Rejected | Opt-In |  | 1 |  |  |  |  | 0 |  | 5 |  |  | 4.806 |  |  |  | 4.806 |  |  | New build energy storage facility Land Off, Meaford Road, Barlaston, Stoke On Trent, ST15 8UX SJ 889 356 | N/A |  |  |  | Yes | [13 empty] | Deferred
2 | SE1821 | T-4 | Capacity Auction | 2021 | SmartestEnergy Limited |  | SE1821 |  | 07764428532 | Robert-Owens@smartestenergy.com | Distribution | Non CMRS | New Build Generating CMU | Storage - Battery | Storage | Yes | Rejected | Opt-In |  | 1 |  |  |  |  | 0 |  | 20 |  |  | 19.222 |  |  |  | 19.222 |  |  | New build energy storage facility Land Adjacent Lily Lane Farm Bolton Road Ashton-In-Makerfield,WN4 8TL SD 591 005 | N/A |  |  |  | Yes | [13 empty] | Deferred
1 | SE1822 | T-4 | Capacity Auction | 2021 | SmartestEnergy Limited |  | SE1822 |  | 07764428532 | Robert-Owens@smartestenergy.com | Distribution | Non CMRS | New Build Generating CMU | Storage - Battery | Storage | Yes | Rejected | Opt-In |  | 1 |  |  |  |  | 0 |  | 10 |  |  | 9.611 |  |  |  | 9.611 |  |  | New build energy storage facility Land Towards The South West Of Moston Vale, Moston Vale, Manchester, M40 8WP SD 862 008 | N/A |  |  |  | Yes | [13 empty] | Deferred
2 | SE1831 | T-4 | Capacity Auction | 2021 | SmartestEnergy Limited |  | SE1831 |  | 07764428532 | Robert-Owens@smartestenergy.com | Distribution | Non CMRS | Existing Generating CMU | Gas | CHP and autogeneration |  | Rejected | Opt-In |  | 1 |  |  |  |  | 0 |  | 2.026 |  |  | 1.823 |  |  |  | 1.8 |  |  | Existing gas fired CHP Lace factory, West Exe, Tiverton, Devon EX16 5LL SS 951 127 | 2200030346872 |  |  |  | Yes | [13 empty] | Deferred
1 | SEA1_2 | T-4 | Capacity Auction | 2021 | Seabank Power Limited |  | Seabank 1 and 2 |  | 01179387800 | administration@seabank.co.uk | Transmission | CMRS | Existing Generating CMU | Gas | CCGT |  | Prequalified | Opt-In |  | 1 |  |  |  |  | 0 |  | 1258 |  |  | 1132.2 |  |  |  | 1132.2 |  |  | Multi Shaft CCGT (Module 1) Seabank Power Limited Severn Road, Hallen Bristol BS10 7SP ST 534826 | 7056 |  |  |  | No |  |  | Metering Option (a) | No | [9 empty] | No
X | SEA1_2-Component |  |  |  | Seabank Power Limited | [9 empty] | CCGT | [21 empty] | Single Shaft CCGT (Module 2) Seabank Power Limited Severn Road, Hallen, Bristol BS10 7SP ST 534826
2 | SEAL17 | T-4 | Capacity Auction | 2021 | RWE Cogen UK Limited |  | CMU_SEALS-1 | RWE Generation UK plc | 01793475217 | CapMarketSecondaryTrading@rwe.com | Distribution | Non CMRS | Existing Generating CMU | Gas | CCGT |  | Prequalified | Opt-In |  | 1 |  |  |  |  | 0 |  | 60 |  |  | 54 |  |  |  | 54 |  |  | One (1) Gas Turbine and one (1) Steam Turbine operating as a CCGT RWE Cogen UK Limited North South Access Road Seal Sands Middlesbrough TS2 1FB NZ 527 248 | 1574000199083 |  |  |  | No | No | Yes | Metering Option (b) | No | Yes | Generator Export Meter forms part of the Mpan settlement meter configuration. As the settlement aggregation rules net off the direct supply to Conoco Phillips Oil Stabilisation Plant the BSC Data Collector meter readings can not be used for the CMU configuration. |  |  | Yes |  | Meters are COP2 Compliant | Yes |  | Yes
1 | SEL_17 | T-4 | Capacity Auction | 2021 | Selby Energy Limited |  | Selby | Hargreaves Services PLC | 01913734485 | info@hsgplc.co.uk | Distribution | Non CMRS | New Build Generating CMU | Gas | OCGT and Reciprocating Engines (Fuel Type - Gas) |  | Conditionally Prequalified | Opt-In |  | 15 |  | Yes | Yes |  | 188010 | Yes | 19.83 |  |  | 18.801 |  |  |  | 18.962 |  |  | 10 x 2 Mw Gas fuelled reciprocating engines Selby Energy Limited, Selby Road, Northpoint Business Park, Eggborough, North Yorkshire. DN14 0JT SE567243 | N/A |  |  |  | Yes | [13 empty] | Deferred
2 | SEL008 | T-4 | Capacity Auction | 2021 | Minety South Storage Limited |  | Minety South Storage 008 | Statera Energy Limited | 02073163267 | info@stateraenergy.co.uk | Distribution | Non CMRS | New Build Generating CMU | Storage - Battery | Storage | Yes | Conditionally Prequalified | Opt-In |  | 15 |  | Yes | Yes |  | 480450 | Yes | 49.99 |  |  | 48.045 |  |  |  | 48.045 |  |  | Battery Storage Plant LAND ON THE SOUTH SIDE OF, PURLIEUS FARM, MINETY, MALMESBURY, SN16 9RP (Nearest postcode SN16 9DX) SU 003 898 | N/A |  |  |  | Yes | [13 empty] | Deferred
1 | SEL009 | T-4 | Capacity Auction | 2021 | Minety North Storage Limited |  | Minety North Storage 009 | Statera Energy Limited | 02073163267 | info@stateraenergy.co.uk | Distribution | Non CMRS | New Build Generating CMU | Storage - Battery | Storage | Yes | Conditionally Prequalified | Opt-In |  | 15 |  | Yes | Yes |  | 480450 | Yes | 49.99 |  |  | 48.045 |  |  |  | 48.045 |  |  | Battery Storage Plant 1, THE OLD BARN PURLIEUS, MINETY, MALMESBURY SN16 9RP (Nearest postcode to grid reference: SN16 9DX). ST 998 900 | N/A |  |  |  | Yes | [13 empty] | Deferred
2 | SEL010 | T-4 | Capacity Auction | 2021 | Melksham East Storage Limited |  | Melksham East Storage 010 | Statera Energy Limited | 02073163267 | info@stateraenergy.co.uk | Distribution | Non CMRS | New Build Generating CMU | Storage - Battery | Storage | Yes | Conditionally Prequalified | Opt-In |  | 15 |  | Yes | Yes |  | 480450 | Yes | 49.99 |  |  | 48.045 |  |  |  | 48.045 |  |  | Battery Storage Plant WHITLEY GOLF COURSE CORSHAM ROAD, SHAW, MELKSHAM SN12 8EQ. (Nearest postcode to grid reference: SN12 8EH). ST 892 659 | N/A |  |  |  | Yes | [13 empty] | Deferred
1 | SEL011 | T-4 | Capacity Auction | 2021 | Melksham West Storage Limited |  | Melksham West Storage 011 | Statera Energy Limited | 02073163267 | info@stateraenergy.co.uk | Distribution | Non CMRS | New Build Generating CMU | Storage - Battery | Storage | Yes | Conditionally Prequalified | Opt-In |  | 15 |  | Yes | Yes |  | 480450 | Yes | 49.99 |  |  | 48.045 |  |  |  | 48.045 |  |  | Battery Storage Plant WHITLEY GOLF COURSE CORSHAM ROAD, SHAW, MELKSHAM SN12 8EQ. (Nearest postcode to grid reference: SN12 8EH). ST 892 659 | N/A |  |  |  | Yes | [13 empty] | Deferred
2 | SEL012 | T-4 | Capacity Auction | 2021 | Wymondley Power Limited |  | Wymondley Power 012 | Statera Energy Limited | 02073163267 | info@stateraenergy.co.uk | Distribution | Non CMRS | New Build Generating CMU | Gas | OCGT and Reciprocating Engines |  | Conditionally Prequalified | Opt-In |  | 15 |  | Yes | Yes |  | 473960 | Yes | 49.99 |  |  | 47.396 |  |  |  | 47.396 |  |  | Gas peaking reciprocating engine WYMONDLEY TIP, LITTLE WYMONDLEY, SG4 7JQ. (Nearest postcode to grid reference: SG4 7JJ). TL 206 272 | N/A |  |  |  | Yes | [13 empty] | Deferred
1 | SEL013 | T-4 | Capacity Auction | 2021 | Greenmoor Power Limited |  | Greenmoor Power 013 | Statera Energy Limited | 02073163267 | info@stateraenergy.co.uk | Distribution | Non CMRS | New Build Generating CMU | Gas | OCGT and Reciprocating Engines |  | Conditionally Prequalified | Opt-In |  | 15 |  | Yes | Yes |  | 473960 | Yes | 49.99 |  |  | 47.396 |  |  |  | 47.396 |  |  | Gas peaking reciprocating engine GREENMOOR BANK FARM, OLD HUTTON, KENDAL, LA8 0NT SD 564 895 | N/A |  |  |  | Yes | [13 empty] | Deferred
2 | SEL014 | T-4 | Capacity Auction | 2021 | Greenmoor Storage Limited |  | Greenmoor Storage 014 | Statera Energy Limited | 02073163267 | info@stateraenergy.co.uk | Distribution | Non CMRS | New Build Generating CMU | Storage - Battery | Storage | Yes | Conditionally Prequalified | Opt-In |  | 15 |  | Yes | Yes |  | 480450 | Yes | 49.99 |  |  | 48.045 |  |  |  | 48.045 |  |  | Battery Storage Plant GREENMOOR BANK FARM, OLD HUTTON, KENDAL, LA8 0NT SD 564 895 | N/A |  |  |  | Yes | [13 empty] | Deferred
1 | SEL015 | T-4 | Capacity Auction | 2021 | Dollymans Storage Limited |  | Dollymans Storage 015 | Statera Energy Limited | 02073163267 | info@stateraenergy.co.uk | Distribution | Non CMRS | New Build Generating CMU | Storage - Battery | Storage | Yes | Conditionally Prequalified | Opt-In |  | 15 |  | Yes | Yes |  | 480450 | Yes | 49.99 |  |  | 48.045 |  |  |  | 48.045 |  |  | Battery Storage Plant LAND AT, DOLLYMANS FARM DOUBLEGATE LANE, RAWRETH, WICKFORD, SS11 8UB. (Nearest postcode to grid reference: SS11 8UA). TQ 778 918 | N/A |  |  |  | Yes | [13 empty] | Deferred
2 | SEL016 | T-4 | Capacity Auction | 2021 | Dollymans Power Limited |  | Dollymans Power 016 | Statera Energy Limited | 02073163267 | info@stateraenergy.co.uk | Distribution | Non CMRS | New Build Generating CMU | Gas | OCGT and Reciprocating Engines |  | Conditionally Prequalified | Opt-In |  | 15 |  | Yes | Yes |  | 473960 | Yes | 49.99 |  |  | 47.396 |  |  |  | 47.396 |  |  | Gas Peaking Reciprocating Engine LAND AT, DOLLYMANS FARM DOUBLEGATE LANE, RAWRETH, WICKFORD, SS11 8UB. (Nearest postcode to grid reference: SS11 8UA). TQ 778 918 | N/A |  |  |  | Yes | [13 empty] | Deferred
1 | SEL017 | T-4 | Capacity Auction | 2021 | West Didsbury Storage Limited |  | West Didsbury Storage 017 | Statera Energy Limited | 02073163267 | info@stateraenergy.co.uk | Distribution | Non CMRS | New Build Generating CMU | Storage - Battery | Storage | Yes | Conditionally Prequalified | Opt-In |  | 15 |  | Yes | Yes |  | 480450 | Yes | 49.99 |  |  | 48.045 |  |  |  | 48.045 |  |  | Battery Storage Plant LAND ON THE SOUTH SIDE OF FAIRY LANE, SALE, M33 2JU. (Nearest postcode to grid reference: M33 2JT). SJ 815 914 | N/A |  |  |  | Yes | [13 empty] | Deferred
2 | SEL018 | T-4 | Capacity Auction | 2021 | Penwortham Storage Limited |  | Penwortham Storage 018 | Statera Energy Limited | 02073163267 | info@stateraenergy.co.uk | Distribution | Non CMRS | New Build Generating CMU | Storage - Battery | Storage | Yes | Conditionally Prequalified | Opt-In |  | 15 |  | Yes | Yes |  | 480450 | Yes | 49.99 |  |  | 48.045 |  |  |  | 48.045 |  |  | Battery Storage Plant HOWICK HALL FARM HOWICK CROSS LANE, PENWORTHAM, PRESTON, PR1 0NS SD 500 282 | N/A |  |  |  | Yes | [13 empty] | Deferred
1 | SEL019 | T-4 | Capacity Auction | 2021 | Enderby Storage Limited |  | Enderby Storage 019 | Statera Energy Limited | 02073163267 | info@stateraenergy.co.uk | Distribution | Non CMRS | New Build Generating CMU | Storage - Battery | Storage | Yes | Conditionally Prequalified | Opt-In |  | 15 |  | Yes | Yes |  | 480450 | Yes | 49.99 |  |  | 48.045 |  |  |  | 48.045 |  |  | Battery Storage Plant LAND ON THE NORTH SIDE OF DESFORD ROAD, ENDERBY, LEICESTER, LE19 3LR SK 527 004 | N/A |  |  |  | Yes | [13 empty] | Deferred
2 | SEL020 | T-4 | Capacity Auction | 2021 | Grendon Storage Limited |  | Grendon Storage 020 | Statera Energy Limited | 02073163267 | info@stateraenergy.co.uk | Distribution | Non CMRS | New Build Generating CMU | Storage - Battery | Storage | Yes | Conditionally Prequalified | Opt-In |  | 15 |  | Yes | Yes |  | 480450 | Yes | 49.99 |  |  | 48.045 |  |  |  | 48.045 |  |  | Battery Storage Plant LAND ON THE WEST SIDE OF MAIN ROAD, GRENDON, NORTHAMPTON, NN7 1JW. (Nearest postcode to grid reference: NN7 1JB). SP 874 611 | N/A |  |  |  | Yes | [13 empty] | Deferred
1 | SEL021 | T-4 | Capacity Auction | 2021 | Ravensworth Power Limited |  | Ravensworth Power 021 | Statera Energy Limited | 02073163267 | info@stateraenergy.co.uk | Distribution | Non CMRS | New Build Generating CMU | Gas | OCGT and Reciprocating Engines |  | Conditionally Prequalified | Opt-In |  | 15 |  | Yes | Yes |  | 473960 | Yes | 49.99 |  |  | 47.396 |  |  |  | 47.396 |  |  | Gas peaking reciprocating engine LONG ACRE FARM, BIRTLEY, CHESTER LE STREET, DH3 1RQ. (Nearest postcode to grid reference: NE9 7UA). NZ 261 571 | N/A |  |  |  | Yes | [13 empty] | Deferred
2 | SEL023 | T-4 | Capacity Auction | 2021 | Abham Storage Limited |  | Abham Storage 023 | Statera Energy Limited | 02073163267 | info@stateraenergy.co.uk | Distribution | Non CMRS | New Build Generating CMU | Storage - Battery | Storage | Yes | Conditionally Prequalified | Opt-In |  | 15 |  | Yes | Yes |  | 480450 | Yes | 49.99 |  |  | 48.045 |  |  |  | 48.045 |  |  | Battery Storage Plant LAND AND BUILDINGS AT, RIVERFORD FARM WELL BARN AND CADDAFORD, STAVERTON, TOTNES, TQ9 6AF. (Nearest postcode to grid reference: TQ11 0LA). SX 774 648 | N/A |  |  |  | Yes | [13 empty] | Deferred
1 | SEL024 | T-4 | Capacity Auction | 2021 | NORTON STORAGE LIMITED |  | Norton Storage 024 | Statera Energy Limited | 02073163267 | info@stateraenergy.co.uk | Distribution | Non CMRS | New Build Generating CMU | Storage - Battery | Storage | Yes | Conditionally Prequalified | Opt-In |  | 15 |  | Yes | Yes |  | 480070 | Yes | 49.95 |  |  | 48.007 |  |  |  | 48.007 |  |  | Battery Storage Plant High Middlefield Farm, Durham Road, Thorpe Thewles, TS21 3LS. NZ 411 223 | N/A |  |  |  | Yes | [13 empty] | Deferred
2 | SELBYR | T-4 | Capacity Auction | 2021 | SelectGen Limited |  | Selby Plot 15 |  | 02037099755 | phil.stephens@plutuspowergen.com | Distribution | Non CMRS | New Build Generating CMU | Bio-fuel | OCGT and Reciprocating Engines |  | Conditionally Prequalified | Opt-In |  | 15 |  | Yes |  |  | 187720 | Yes | 19.8 |  |  | 18.772 |  |  |  | 18.962 |  |  | CMU is a 20MW facility, metered at the distribution network boundary using a COP2 meter, with no auxilliary load on site Plot 15, Sherburn Rail Freight Terminal New Lennerton Lane Leeds LS25 6LH SE 525 319 | N/A |  |  |  | Yes | [13 empty] | Deferred
1 | SGH003 | T-4 | Capacity Auction | 2021 | Veolia UK Limited |  | Southampton General Hospital | VEOLIA ENVIRONNEMENT SA | 02078125000 | uk.capacitymarket@veolia.com | Distribution | Non CMRS | Existing Generating CMU | Gas | CHP and autogeneration |  | Prequalified | Opt-In |  | 1 |  |  |  |  | 0 |  | 3.96 |  |  | 3.564 |  |  |  | 3.564 |  |  | 2*2 gas reciprocating engines with a total gross power capacity of 4.00 MW and a net power capacity of 3.960 MW. Southampton General Hospital Tremona Road, Southampton, SO16 6YD SU 397 149 | N/A |  |  |  | Yes | [13 empty] | Deferred
2 | SH0001 | T-4 | Capacity Auction | 2021 | Aura Power Storage Solutions Ltd |  | Sheffield Central Battery Storage Facility |  | 01172141870 | rob.moore@aurapower.co.uk | Distribution | Non CMRS | New Build Generating CMU | Storage - Battery | Storage | Yes | Conditionally Prequalified | Opt-In |  | 15 |  | Yes | Yes |  | 192220 | Yes | 20 |  |  | 19.222 |  |  |  | 19.222 |  |  | The CMU component at the Sheffield Central Storage Facility will be an energy storage system comprised of batteries and will have import and export capacity of 20.000MW each. Ripon Street, Attercliffe, Sheffield, S9 3NE SK 375 880 | N/A |  |  |  | Yes | [13 empty] | Deferred
1 | SHELL1 | T-4 | Capacity Auction | 2021 | ECODEV GROUP LTD |  | SHELL1 |  | 01600891557 | richard.haywood@ecodevgroup.com | Distribution | Non CMRS | New Build Generating CMU | Gas | OCGT and Reciprocating Engines (Fuel Type - Gas) |  | Conditionally Prequalified | Opt-In |  | 15 |  | Yes | Yes |  | 132730 | Yes | 14 |  |  | 13.273 |  |  |  | 13.273 |  |  | A New Build 14MW Gas Fuelled Generating Station. Land at Shell Green, Gorsey Lane, Widness, WA8 0YZ SJ 532 861 | N/A |  |  |  | Yes | [13 empty] | Deferred
2 | SHEWA5 | T-4 | Capacity Auction | 2021 | Malcolm CM 2 Limited |  | SHEWA5 |  | 07909990319 | hpn@luberonlimited.com | Distribution | Non CMRS | New Build Generating CMU | Gas | OCGT and Reciprocating Engines |  | Conditionally Prequalified | Opt-In |  | 15 |  | Yes | Yes |  | 185350 | Yes | 19.55 |  |  | 18.535 |  |  |  | 18.535 |  |  | Gas reciprocating engines. SHEWALTON QUARRY, SHEWALTON ROAD, IRVINE, KA11 5AW NS 333 369 | n/a |  |  |  | Yes | [13 empty] | Deferred
1 | SHW001 | T-4 | Capacity Auction | 2021 | Shaw-Energi Ltd |  | Carnegie Road New Build Generating CMU |  |  |  | Distribution | CMRS | New Build Generating CMU | Storage - Battery | Storage | Yes | Conditionally Prequalified | Opt-In |  | 15 |  | Yes |  |  | 192220 |  | 20 |  |  | 19.222 |  |  |  | 19.222 |  |  | The CMU comprises Lithium Ion batteries housed in ISO containers with additional containers used to house the converters. Carnegie Road, Liverpool, L13 7HY. SJ 383 917 | N/A |  |  |  | Yes | [13 empty] | Deferred
2 | SHW002 | T-4 | Capacity Auction | 2021 | Shaw-Energi Ltd |  | Hawthorne Road New Build Generating CMU |  |  |  | Distribution | CMRS | New Build Generating CMU | Storage - Battery | Storage | Yes | Conditionally Prequalified | Opt-In |  | 15 |  | Yes | Yes |  | 192220 |  | 20 |  |  | 19.222 |  |  |  | 19.222 |  |  | The CMU comprises Lithium Ion batteries housed in ISO containers with additional containers used to house the converters. Hawthorne Road, Bootle, Merseyside, L20 5AG. SJ 345 962 | N/A |  |  |  | Yes | [13 empty] | Deferred
1 | SHW003 | T-4 | Capacity Auction | 2021 | Shaw-Energi Ltd |  | Perimeter Road New Build Generating CMU |  |  |  | Distribution | CMRS | New Build Generating CMU | Storage - Battery | Storage | Yes | Rejected | Opt-In |  | 15 |  |  |  |  | 0 |  | 20 |  |  | 19.222 |  |  |  | 19.222 |  |  | The CMU comprises Lithium Ion batteries housed in ISO containers with an additional containers used to house the converters. Perimeter Road, Liverpool, L33 3AF. SJ 447 981 | N/A |  |  |  | Yes | [13 empty] | Deferred
2 | SHW004 | T-4 | Capacity Auction | 2021 | Shaw-Energi Ltd |  | Gateway Crescent New Build Generating CMU |  |  |  | Distribution | CMRS | New Build Generating CMU | Storage - Battery | Storage | Yes | Conditionally Prequalified | Opt-In |  | 15 |  | Yes |  |  | 192220 | Yes | 20 |  |  | 19.222 |  |  |  | 19.222 |  |  | The CMU comprises of Lithium Ion batteries housed in ISO containers with additional containers used to house the converters. Gateway Crescent, Oldham, Lancashire, OL9 8AU. SD 893 037 | N/A |  |  |  | Yes | [13 empty] | Deferred
1 | SHW006 | T-4 | Capacity Auction | 2021 | Shaw-Energi Ltd |  | Arkwright Road New Build Generating CMU |  |  |  | Distribution | CMRS | New Build Generating CMU | Storage - Battery | Storage | Yes | Conditionally Prequalified | Opt-In |  | 15 |  | Yes |  |  | 192220 | Yes | 20 |  |  | 19.222 |  |  |  | 19.222 |  |  | The batteries are housed within racks and installed, together with converters, inside an existing building. The batteries will be installed in the racks off-site and then delivered to site ready for lay-down, connection to the sub-station, testing and commissioning. 35 Arkwright Road, Astmoor, Runcorn, WA7 1NU. SJ 540 832 | N/A |  |  |  | Yes | [13 empty] | Deferred
2 | SHW007 | T-4 | Capacity Auction | 2021 | Shaw-Energi Ltd |  | Sefton Lane New Build Generating CMU |  |  |  | Distribution | CMRS | New Build Generating CMU | Storage - Battery | Storage | Yes | Rejected | Opt-In |  | 15 |  |  |  |  | 0 |  | 20 |  |  | 19.222 |  |  |  | 19.222 |  |  | The CMU comprises Lithium Ion batteries housed in ISO containers with additional containers used to house the converters. Sefton Lane, Liverpool, L31 8BX. SD 366 013 | N/A |  |  |  | Yes | [13 empty] | Deferred
1 | SHW008 | T-4 | Capacity Auction | 2021 | Shaw-Energi Ltd |  | Junction Lane New Build Generating CMU |  |  |  | Distribution | CMRS | New Build Generating CMU | Storage - Battery | Storage | Yes | Conditionally Prequalified | Opt-In |  | 15 |  | Yes |  |  | 28830 | Yes | 3 |  |  | 2.883 |  |  |  | 2.883 |  |  | The batteries are housed in 1 No ISO container with an additional container used to house converters. The batteries will be installed in the containers on-site and the complete battery container positioned ready for connection to the sub-station, testing and commissioning. Unit 1 Junction Lane, Newton-le-Willows, Merseyside, WA12 8DN. SJ 576 947 | N/A |  |  |  | Yes | [13 empty] | Deferred
2 | SIDD01 | T-4 | Capacity Auction | 2021 | Vigor Renewables Limited |  | SIDD01 |  | 07741246563 | rosie@vigorrenewables.co.uk | Distribution | Non CMRS | New Build Generating CMU | Storage - Battery | Storage | Yes | Rejected | Opt-In |  | 15 |  |  |  |  | 0 |  | 49.995 |  |  | 48.05 |  |  |  | 48.05 |  |  | Battery Storage facility connected to distribution Network J & J Siddons Howard Street West Bromwich B70 0TP SO 986 936 | N/A |  |  |  | Yes | [13 empty] | Deferred
1 | SIDD02 | T-4 | Capacity Auction | 2021 | Vigor Renewables Limited |  | SIDD02 |  | 07741246563 | rosie@vigorrenewables.co.uk | Distribution | Non CMRS | New Build Generating CMU | Storage - Battery | Storage | Yes | Rejected | Opt-In |  | 15 |  |  |  |  | 0 |  | 49.995 |  |  | 48.05 |  |  |  | 48.05 |  |  | Battery Storage facility connected to distribution Network J & J Siddons Howard Street West Bromwich B70 0TP SO 986 936 | N/A |  |  |  | Yes | [13 empty] | Deferred
2 | SILV21 | T-4 | Capacity Auction | 2021 | A.E. MORRIS LIMITED |  | SILVERWOOD |  | 01302864014 | alan@j3businesspark.co.uk | Distribution | Non CMRS | New Build Generating CMU | Gas | OCGT and Reciprocating Engines (Fuel Type - Gas) |  | Conditionally Prequalified | Opt-In |  | 15 |  | Yes | Yes |  | 189620 | Yes | 20 |  |  | 18.962 |  |  |  | 18.962 |  |  | A 20MW New Build gas fuelled generating station. Land at Silverwood colliery site, Hollings lane, Ravenfield, Rotherham, S65 4LQ. SK 478 941 | N/A |  |  |  | Yes | [13 empty] | Deferred
1 | SKIR21 | T-4 | Capacity Auction | 2021 | A.E. MORRIS LIMITED |  | SKIRBY |  | 01302864014 | alan@j3businesspark.co.uk | Distribution | Non CMRS | New Build Generating CMU | Gas | OCGT and Reciprocating Engines (Fuel Type - Gas) |  | Conditionally Prequalified | Opt-In |  | 15 |  | Yes | Yes |  | 189620 | Yes | 20 |  |  | 18.962 |  |  |  | 18.962 |  |  | A 20MW New Build gas fuelled generating station. Plot 4, South Kirkby Business Park, Hemsworth, WF9 3TJ SE 443 117 | N/A |  |  |  | Yes | [13 empty] | Deferred
2 | SLO121 | T-4 | Capacity Auction | 2021 | SSE Generation Limited |  | Sloy 1 | SSE plc | 01738457343 | CMSecondaryTrading@sse.com | Distribution | CMRS | Existing Generating CMU | Hydro | Hydro |  | Prequalified | Opt-In |  | 1 |  |  |  |  | 0 |  | 40.743 |  |  | 35.821 |  |  |  | 35.821 |  |  | 1 x hydro turbine & synchronous generator Sloy Power Station, Inveruglas, By Arrochar, Argyll, G83 7DP NN320098 | 8681 |  |  |  | No | No | Yes |  | No | [9 empty] | No
1 | SLO221 | T-4 | Capacity Auction | 2021 | SSE Generation Limited |  | Sloy 2 | SSE plc | 01738457343 | CMSecondaryTrading@sse.com | Transmission | CMRS | Existing Generating CMU | Hydro | Hydro |  | Prequalified | Opt-In |  | 1 |  |  |  |  | 0 |  | 40.895 |  |  | 35.955 |  |  |  | 35.955 |  |  | Genset 2 Sloy Power Station, Inveruglas, By Arrochar, Argyll, G83 7DP NN320098 | 8681 |  |  |  | No |  |  |  | No | [9 empty] | No
2 | SLO321 | T-4 | Capacity Auction | 2021 | SSE Generation Limited |  | Sloy 3 | SSE plc | 01738457343 | CMSecondaryTrading@sse.com | Transmission | CMRS | Existing Generating CMU | Hydro | Hydro |  | Prequalified | Opt-In |  | 1 |  |  |  |  | 0 |  | 40 |  |  | 35.168 |  |  |  | 35.168 |  |  | Genset 3 Sloy Power Station, Inveruglas, By Arrochar, Argyll, G83 7DP NN320098 | 8681 |  |  |  | No |  |  |  | No | [9 empty] | No
1 | SLO421 | T-4 | Capacity Auction | 2021 | SSE Generation Limited |  | Sloy 4 | SSE plc | 01738457343 | CMSecondaryTrading@sse.com | Distribution | CMRS | Existing Generating CMU | Hydro | Hydro |  | Prequalified | Opt-In |  | 1 |  |  |  |  | 0 |  | 33.996 |  |  | 29.889 |  |  |  | 29.889 |  |  | 1 x hydro turbine & synchronous generator Sloy Power Station, Inveruglas, By Arrochar, Argyll, G83 7DP NN320098 | 8681 |  |  |  | No | No | Yes |  | No | [9 empty] | No
2 | SNAPE2 | T-4 | Capacity Auction | 2021 | Walker & Son (Hauliers) Limited |  | SNAPELANE2 |  | 01777874926 | lee.bartrop@walker-tuxford.co.uk | Distribution | Non CMRS | New Build Generating CMU | Gas | OCGT and Reciprocating Engines (Fuel Type - Gas) |  | Conditionally Prequalified | Opt-In |  | 15 |  | Yes | Yes |  | 113770 | Yes | 12 |  |  | 11.377 |  |  |  | 11.377 |  |  | A 12MW new build gas fuelled generating station. Plot B2, Lords Wood Road, Harworth, DN11 8RY. SK 621 906 | N/A |  |  |  | Yes | [13 empty] | Deferred
1 | SNOGR1 | T-4 | Capacity Auction | 2021 | Snowdonia Pumped Hydro Limited_ |  | GR1 | Quarry Battery Company | 07999552875 | dave@quarrybattery.com | Distribution | CMRS | New Build Generating CMU | Storage - Pumped | Storage | Yes | Conditionally Prequalified | Opt-In |  | 15 |  | Yes |  |  | 480540 |  | 49.999 |  |  | 48.054 |  |  |  | 48.054 |  |  | 49.999 MW pumped storage facility in Gwynedd, North Wales. Glyn Rhonwy Pumped Storage Facility, Ffordd Clegir, Caernarfon, Gwynedd LL55 4EL Note: The site is currently brown field with no ability to receive post. As such this address uses the nearest current postcode. SH567608 | N/A |  |  |  | Yes | [13 empty] | Deferred
2 | SNOGR2 | T-4 | Capacity Auction | 2021 | Snowdonia Pumped Hydro Limited_ |  | GR2 | Quarry Battery Company | 07999552875 | dave@quarrybattery.com | Distribution | CMRS | New Build Generating CMU | Storage - Pumped | Storage | Yes | Conditionally Prequalified | Opt-In |  | 15 |  | Yes |  |  | 480540 |  | 49.999 |  |  | 48.054 |  |  |  | 48.054 |  |  | 49.999 MW pumped storage facility in Gwynedd, North Wales. Glyn Rhonwy Pumped Storage Facility, Ffordd Clegir, Caernarfon, Gwynedd LL55 4EL Note: The site is currently brown field with no ability to receive post. As such this address uses the nearest current postcode. SH567608 | N/A |  |  |  | Yes | [13 empty] | Deferred
1 | SOH001 | T-4 | Capacity Auction | 2021 | Veolia UK Limited |  | Southport & Ormskirk Hospitals | VEOLIA ENVIRONNEMENT SA | 02078125000 | uk.capacitymarket@veolia.com | Distribution | Non CMRS | Existing Generating CMU | Gas | CHP and autogeneration |  | Rejected | Opt-In |  | 1 |  |  |  |  | 0 |  | 2.006 |  |  | 1.805 |  |  |  | 1.805 |  |  | Gas reciprocating engine Ormskirk and District General Hospital, Wigan Road, Ormskirk, Lancashire, L39 2AZ SD 423 079 | N/A |  |  |  | Yes | [13 empty] | Deferred
X | SOH001-Component |  |  |  | Veolia UK Limited | [9 empty] | CHP and autogeneration | [21 empty] | Gas reciprocating engine. Southport & Formby District General hospital, Town Lane Kew, Southport PR8 6PN SD353156
2 | SP1702 | T-4 | Capacity Auction | 2021 | ScottishPower Energy Retail Limited |  | SPERL DSR Unit 2 | Scottish Power Generation Holdings Limited | 01416142761 | _ld_trading@scottishpower.com | Distribution | Non CMRS | Unproven DSR CMU | DSR | DSR |  | Conditionally Prequalified | Opt-In |  | 1 | Yes |  |  |  | 67320 |  | 15.594 |  |  | 13.464 |  |  |  | 13.464 |  |  | Unproven DSR yet to be procured Unproven DSR yet to be procured N/A | N/A |  |  |  | Yes | [13 empty] | Deferred
1 | SP1703 | T-4 | Capacity Auction | 2021 | ScottishPower Energy Retail Limited |  | SPERL DSR Unit 3 | Scottish Power Generation Holdings Limited | 01416142761 | _ld_trading@scottishpower.com | Distribution | Non CMRS | Unproven DSR CMU | DSR | DSR |  | Conditionally Prequalified | Opt-In |  | 1 | Yes |  |  |  | 43170 |  | 10 |  |  | 8.634 |  |  |  | 8.634 |  |  | Unproven DSR yet to be procured Unproven DSR yet to be procured N/A | N/A |  |  |  | Yes | [13 empty] | Deferred
2 | SP1704 | T-4 | Capacity Auction | 2021 | ScottishPower Energy Retail Limited |  | SPERL DSR Unit 4 | Scottish Power Generation Holdings Limited | 01416142761 | _ld_trading@scottishpower.com | Distribution | Non CMRS | Unproven DSR CMU | DSR | DSR |  | Conditionally Prequalified | Opt-In |  | 1 | Yes |  |  |  | 43170 |  | 10 |  |  | 8.634 |  |  |  | 8.634 |  |  | Unproven DSR yet to be procured Unproven DSR yet to be procured N/A | N/A |  |  |  | Yes | [13 empty] | Deferred
1 | SP1705 | T-4 | Capacity Auction | 2021 | ScottishPower Energy Retail Limited |  | SPERL DSR Unit 5 | Scottish Power Generation Holdings Limited | 01416142761 | _ld_trading@scottishpower.com | Distribution | Non CMRS | Unproven DSR CMU | DSR | DSR |  | Conditionally Prequalified | Opt-In |  | 1 | Yes |  |  |  | 0 |  | 4.912 |  |  | 4.241 |  |  |  | 4.241 |  |  | Unproven DSR yet to be procured Unproven DSR yet to be procured N/A | N/A |  |  |  | Yes | [13 empty] | Deferred
2 | SP1706 | T-4 | Capacity Auction | 2021 | ScottishPower Energy Retail Limited |  | SPERL DSR Unit 6 | Scottish Power Generation Holdings Limited | 01416142761 | _ld_trading@scottishpower.com | Distribution | Non CMRS | Unproven DSR CMU | DSR | DSR |  | Conditionally Prequalified | Opt-In |  | 1 | Yes |  |  |  | 0 |  | 5.73 |  |  | 4.947 |  |  |  | 4.947 |  |  | Unproven DSR yet to be procured Unproven DSR yet to be procured N/A | N/A |  |  |  | Yes | [13 empty] | Deferred
1 | SP1707 | T-4 | Capacity Auction | 2021 | ScottishPower Energy Retail Limited |  | SPERL DSR Unit 7 | Scottish Power Generation Holdings Limited | 01416142761 | _ld_trading@scottishpower.com | Distribution | Non CMRS | Unproven DSR CMU | DSR | DSR |  | Conditionally Prequalified | Opt-In |  | 1 | Yes |  |  |  | 0 |  | 2.999 |  |  | 2.589 |  |  |  | 2.589 |  |  | Unproven DSR yet to be procured Unproven DSR yet to be procured N/A | N/A |  |  |  | Yes | [13 empty] | Deferred
2 | SP1708 | T-4 | Capacity Auction | 2021 | ScottishPower Energy Retail Limited |  | SPERL DSR Unit 8 | Scottish Power Generation Holdings Limited | 01416142761 | _ld_trading@scottishpower.com | Distribution | Non CMRS | Unproven DSR CMU | DSR | DSR |  | Conditionally Prequalified | Opt-In |  | 1 | Yes |  |  |  | 0 |  | 4.674 |  |  | 4.036 |  |  |  | 4.036 |  |  | Unproven DSR yet to be procured Unproven DSR yet to be procured N/A | N/A |  |  |  | Yes | [13 empty] | Deferred
1 | SP1709 | T-4 | Capacity Auction | 2021 | ScottishPower Energy Retail Limited |  | SPERL DSR Unit 9 | Scottish Power Generation Holdings Limited | 01416142761 | _ld_trading@scottishpower.com | Distribution | Non CMRS | Unproven DSR CMU | DSR | DSR |  | Conditionally Prequalified | Opt-In |  | 1 | Yes |  |  |  | 0 |  | 5.423 |  |  | 4.682 |  |  |  | 4.682 |  |  | Unproven DSR yet to be procured Unproven DSR yet to be procured N/A | N/A |  |  |  | Yes | [13 empty] | Deferred
2 | SP1710 | T-4 | Capacity Auction | 2021 | ScottishPower Energy Retail Limited |  | SPERL DSR Unit 10 | Scottish Power Generation Holdings Limited | 01416142761 | _ld_trading@scottishpower.com | Distribution | Non CMRS | Unproven DSR CMU | DSR | DSR |  | Conditionally Prequalified | Opt-In |  | 1 | Yes |  |  |  | 0 |  | 4.79 |  |  | 4.136 |  |  |  | 4.136 |  |  | Unproven DSR yet to be procured Unproven DSR yet to be procured N/A | N/A |  |  |  | Yes | [13 empty] | Deferred
1 | SP1711 | T-4 | Capacity Auction | 2021 | ScottishPower Energy Retail Limited |  | SPERL DSR Unit 11 | Scottish Power Generation Holdings Limited | 01416142761 | _ld_trading@scottishpower.com | Distribution | Non CMRS | Unproven DSR CMU | DSR | DSR |  | Conditionally Prequalified | Opt-In |  | 1 | Yes |  |  |  | 0 |  | 6.038 |  |  | 5.213 |  |  |  | 5.213 |  |  | Unproven DSR yet to be procured Unproven DSR yet to be procured N/A | N/A |  |  |  | Yes | [13 empty] | Deferred
2 | SP1712 | T-4 | Capacity Auction | 2021 | ScottishPower Energy Retail Limited |  | SPERL DSR Unit 12 | Scottish Power Generation Holdings Limited | 01416142761 | _ld_trading@scottishpower.com | Distribution | Non CMRS | Unproven DSR CMU | DSR | DSR |  | Conditionally Prequalified | Opt-In |  | 1 | Yes |  |  |  | 0 |  | 6.038 |  |  | 5.213 |  |  |  | 5.213 |  |  | Unproven DSR yet to be procured Unproven DSR yet to be procured N/A | N/A |  |  |  | Yes | [13 empty] | Deferred
1 | SP1713 | T-4 | Capacity Auction | 2021 | ScottishPower Energy Retail Limited |  | SPERL DSR Unit 13 | Scottish Power Generation Holdings Limited | 01416142761 | _ld_trading@scottishpower.com | Distribution | Non CMRS | Unproven DSR CMU | DSR | DSR |  | Conditionally Prequalified | Opt-In |  | 1 | Yes |  |  |  | 0 |  | 5.724 |  |  | 4.865 |  |  |  | 4.942 |  |  | Unproven DSR yet to be procured Unproven DSR yet to be procured N/A | N/A |  |  |  | Yes | [13 empty] | Deferred
2 | SP1714 | T-4 | Capacity Auction | 2021 | ScottishPower Energy Retail Limited |  | SPERL DSR Unit 14 | Scottish Power Generation Holdings Limited | 01416142761 | _ld_trading@scottishpower.com | Distribution | Non CMRS | Unproven DSR CMU | DSR | DSR |  | Conditionally Prequalified | Opt-In |  | 1 | Yes |  |  |  | 43170 |  | 10 |  |  | 8.634 |  |  |  | 8.634 |  |  | Unproven DSR yet to be procured Unproven DSR yet to be procured N/A | N/A |  |  |  | Yes | [13 empty] | Deferred
1 | SP1715 | T-4 | Capacity Auction | 2021 | ScottishPower Energy Retail Limited |  | SPERL DSR Unit 15 | Scottish Power Generation Holdings Limited | 01416142761 | _ld_trading@scottishpower.com | Distribution | Non CMRS | Unproven DSR CMU | DSR | DSR |  | Conditionally Prequalified | Opt-In |  | 1 | Yes |  |  |  | 43170 |  | 10 |  |  | 8.634 |  |  |  | 8.634 |  |  | Unproven DSR yet to be procured Unproven DSR yet to be procured N/A | N/A |  |  |  | Yes | [13 empty] | Deferred
2 | SP17BL | T-4 | Capacity Auction | 2021 | ScottishPower Generation Limited |  | Blackburn Mill | Scottish Power Generation Holdings Limited | 01416142761 | _ld_trading@scottishpower.com | Distribution | Non CMRS | Existing Generating CMU | Gas | CCGT |  | Prequalified | Opt-In |  | 1 |  |  |  |  | 0 |  | 60 |  |  | 54 |  |  |  | 54 |  |  | Small Combined Cycle Gas Turbine plant Registered capacity 75MVA or 60MW at 0.8PF. Livesey Branch Rd. Feniscowles. Blackburn. Lancashire. BB2 5HX SD 646 247 | Import MPAN 1620000828143. Export MPAN 1620000828134. |  |  |  | No | No | Yes | Metering Option (a) | No |  |  | No | [6 empty] | No
1 | SP17CR | T-4 | Capacity Auction | 2021 | ScottishPower Generation Limited |  | Cruachan | Scottish Power Generation Holdings Limited | 01416142761 | _ld_trading@scottishpower.com | Transmission | CMRS | Existing Generating CMU | Storage - Pumped | Storage | Yes | Prequalified | Opt-In |  | 1 |  |  |  |  | 0 |  | 440 |  |  | 422.884 |  |  |  | 422.884 |  |  | Cruachan pumped storage hydro plant - Unit 1 Lochawe, Dalmally, Argyll, PA33 1AN, Scotland NN 077 268 | MSID 8160: Main Outstation U3+U4 816000102 Check Outstation U3+U4 816000202. |  |  |  | No |  |  |  | No | [9 empty] | No
X | SP17CR-Component |  |  |  | ScottishPower Generation Limited | [9 empty] | Storage | [21 empty] | Cruachan pumped storage hydro plant - Unit 2 Lochawe, Dalmally. Argyll. PA33 1AN. Scotland NN 077 268
X | SP17CR-Component |  |  |  | ScottishPower Generation Limited | [9 empty] | Storage | [21 empty] | Cruachan pump storage hydro plant - Unit 3 Lochawe, Dalmally. Argyll. PA33 1AN. Scotland NN 077 268
X | SP17CR-Component |  |  |  | ScottishPower Generation Limited | [9 empty] | Storage | [21 empty] | Cruachan pump storage hydro plant - Unit 4 Lochawe, Dalmally. Argyll. PA33 1AN. Scotland NN 077 268
2 | SP17D2 | T-4 | Capacity Auction | 2021 | ScottishPower Generation Limited |  | Damhead Creek 2 CCGT | Scottish Power Generation Holdings Limited | 01416142761 | _ld_trading@scottishpower.com | Transmission | CMRS | New Build Generating CMU | Gas | CCGT |  | Conditionally Prequalified | Opt-In |  | 15 |  | Yes |  |  | 15570000 |  | 1730 |  |  | 1557 |  |  |  | 1557 |  |  | New build Combined Cycle Gas Turbine plant Kingsnorth. Hoo. St Werburgh. Rochester. Kent. ME3 9TX (Next to Damhead Creek Power Station CMU SP17DC) TQ 812 728 | N/A |  |  |  | Yes | [13 empty] | Deferred
1 | SP17D3 | T-4 | Capacity Auction | 2021 | ScottishPower Generation Limited |  | Damhead Creek 2 OCGT | Scottish Power Generation Holdings Limited | 01416142761 | _ld_trading@scottishpower.com | Transmission | CMRS | New Build Generating CMU | Gas | OCGT and Reciprocating Engines (Fuel Type - Gas) |  | Conditionally Prequalified | Opt-In |  | 15 |  | Yes |  |  | 474050 |  | 50 |  |  | 47.405 |  |  |  | 47.405 |  |  | New build Open Cycle Gas Turbine plant Kingsnorth. Hoo. St Werburgh. Rochester. Kent. ME3 9TX (Next to Damhead Creek Power Station CMU SP17DC) TQ 812 728 | N/A |  |  |  | Yes | [13 empty] | Deferred
2 | SP17D4 | T-4 | Capacity Auction | 2021 | ScottishPower Generation Limited |  | Damhead Creek 2 OCGT 2 | Scottish Power Generation Holdings Limited | 01416142761 | _ld_trading@scottishpower.com | Transmission | CMRS | New Build Generating CMU | Gas | OCGT and Reciprocating Engines (Fuel Type - Gas) |  | Conditionally Prequalified | Opt-In |  | 15 |  | Yes |  |  | 189620 |  | 20 |  |  | 18.962 |  |  |  | 18.962 |  |  | New reciprocating generating plant. Kingsnorth. Hoo. St Werburgh. Rochester. Kent. ME3 9TX (Next to Damhead Creek Power Station CMU SP17DC) TQ 812 728 | N/A |  |  |  | Yes | [13 empty] | Deferred
1 | SP17DC | T-4 | Capacity Auction | 2021 | ScottishPower Generation Limited |  | Damhead Creek | Scottish Power Generation Holdings Limited | 01416142761 | _ld_trading@scottishpower.com | Transmission | CMRS | Existing Generating CMU | Gas | CCGT |  | Prequalified | Opt-In |  | 1 |  |  |  |  | 0 |  | 805 |  |  | 724.5 |  |  |  | 724.5 |  |  | Combined Cycle Gas Turbine plant Kingsnorth. Hoo. St Werburgh. Rochester. Kent. ME3 9TX TQ 810 728 | MSID 7103: Main outstation ID 710301501. Check outstation ID 710302501. |  |  |  | No |  |  |  | No | [9 empty] | No
2 | SP17GL | T-4 | Capacity Auction | 2021 | ScottishPower Generation Limited |  | Glenlee Hydro | Scottish Power Generation Holdings Limited | 01416142761 | _ld_trading@scottishpower.com | Distribution | Non CMRS | Existing Generating CMU | Hydro | Hydro |  | Prequalified | Opt-In |  | 1 |  |  |  |  | 0 |  | 24 |  |  | 21.1 |  |  |  | 21.101 |  |  | Glenlee hydro power station - Unit 1 Part of the Galloway hydroelectric scheme Registered capacity = 30MVA or 24MW at 0.8PF. Each of the 2 components = 12MW. New Galloway, Castle Douglas, Kirkcudbrightshire, DG7 3SF, Scotland NX 606 805 | U1 Import 1800053647539 U1 Export 1800053647548. |  |  |  | No | Yes | Yes | Metering Option (a) | No |  |  | No | [6 empty] | Yes
X | SP17GL-Component |  |  |  | ScottishPower Generation Limited | [9 empty] | Hydro | [21 empty] | Glenlee hydro power station - Unit 2 Part of the Galloway hydroelectric scheme Registered capacity = 30MVA or 24MW at 0.8PF. Each of the 2 components = 12MW. New Galloway, Castle Douglas, Kirkcudbrightshire, DG7 3SF, Scotland NX 606 805
1 | SP17KE | T-4 | Capacity Auction | 2021 | ScottishPower Generation Limited |  | Kendoon Hydro | Scottish Power Generation Holdings Limited | 01416142761 | _ld_trading@scottishpower.com | Distribution | Non CMRS | Existing Generating CMU | Hydro | Hydro |  | Prequalified | Opt-In |  | 1 |  |  |  |  | 0 |  | 24.305 |  |  | 21.369 |  |  |  | 21.369 |  |  | Kendoon hydro power station - Unit 1 Part of the Galloway hydroelectric scheme Registered capacity = 26.25MVA or 24MW at 0.915PF. Each of the 2 components = 12MW. St Johns Town of Dalry, Castle Douglas, Kirkcudbrightshire, DG7 3UB, Scotland NX 605 877 | U1 Import 1800053647557 U1 export 1800053647566. |  |  |  | No | Yes | Yes | Metering Option (a) | No |  |  | No | [6 empty] | Yes
X | SP17KE-Component |  |  |  | ScottishPower Generation Limited | [9 empty] | Hydro | [21 empty] | Kendoon hydro power station - Unit 2 Part of the Galloway hydroelectric scheme Registered capacity = 26.25MVA or 24MW at 0.915PF. Each of the 2 components = 12MW. St Johns Town of Dalry, Castle Douglas, Kirkcudbrightshire, DG7 3UB, Scotland NX 605 877
2 | SP17RH | T-4 | Capacity Auction | 2021 | ScottishPower Generation Limited |  | Rye House | Scottish Power Generation Holdings Limited | 01416142761 | _ld_trading@scottishpower.com | Transmission | CMRS | Existing Generating CMU | Gas | CCGT |  | Prequalified | Opt-In |  | 1 |  |  |  |  | 0 |  | 715 |  |  | 643.5 |  |  |  | 643.5 |  |  | Combined Cycle Gas Turbine 1 Ratty's Lane, Hoddesdon. Hertsfordshire. EN11 0RF TL 387 089 | MSID 5023: Main Outstation ID502306105 Check outstation ID502306106. |  |  |  | No |  |  |  | No | [9 empty] | No
1 | SP17SH | T-4 | Capacity Auction | 2021 | ScottishPower Generation Limited |  | Shoreham | Scottish Power Generation Holdings Limited | 01416142761 | _ld_trading@scottishpower.com | Distribution | CMRS | Existing Generating CMU | Gas | CCGT |  | Prequalified | Opt-In |  | 1 |  |  |  |  | 0 |  | 425 |  |  | 382.5 |  |  |  | 382.5 |  |  | Combined Cycle Gas Turbine plant Basin Road South. Portslade. East Sussex. BN41 1WF TQ 247 048 | MSID 7104: Main Outstation 71040001 Check Outstation 71040002. Import meter (when station not generating) MSID 7105 Outstation ID 710500001. |  |  |  | No | No | Yes |  | No | [9 empty] | No
2 | SP17TO | T-4 | Capacity Auction | 2021 | ScottishPower Generation Limited |  | Tongland Hydro | Scottish Power Generation Holdings Limited | 01416142761 | _ld_trading@scottishpower.com | Distribution | Non CMRS | Existing Generating CMU | Hydro | Hydro |  | Prequalified | Opt-In |  | 1 |  |  |  |  | 0 |  | 34.541 |  |  | 30.368 |  |  |  | 30.368 |  |  | Tongland hydro power station - Unit 1 Part of the Galloway hydroelectric scheme Registered capacity = 41.25MVA or 33MW at 0.8PF. Each of the 3 components = 11MW. Tongland, Kirkcudbrightshire. DG6 4LT. Scotland NX 695 535 | U1 Import 1800053647575 U1 Export 1800053647584. |  |  |  | No | Yes | Yes | Metering Option (a) | No |  |  | No | [6 empty] | Yes
X | SP17TO-Component |  |  |  | ScottishPower Generation Limited | [9 empty] | Hydro | [21 empty] | Tongland hydro power station - Unit 2 Part of the Galloway hydroelectric scheme Registered capacity = 41.25MVA or 33MW at 0.8PF. Each of the 3 components = 11MW. Tongland, Kirkcudbrightshire. DG6 4LT. Scotland NX 695 535
X | SP17TO-Component |  |  |  | ScottishPower Generation Limited | [9 empty] | Hydro | [21 empty] | Tongland hydro power station - Unit 3 Part of the Galloway hydroelectric scheme Registered capacity = 41.25MVA or 33MW at 0.8PF. Each of the 3 components = 11MW. Tongland, Kirkcudbrightshire. DG6 4LT. Scotland NX 695 535
1 | SPAL01 | T-4 | Capacity Auction | 2021 | Less Waste Limited |  | Pinchbeck Energy Storage |  | 01775720930 | matthew.hicks@inchoo.org.uk | Distribution | Non CMRS | New Build Generating CMU | Storage - Battery | Storage | Yes | Conditionally Prequalified | Opt-In |  | 15 |  | Yes | Yes |  | 96110 | Yes | 10 |  |  | 9.611 |  |  |  | 9.611 |  |  | Energy storage system providing capacity market, dynamic FFR and other balancing services. Land off Bervor Close Pinchbeck Spalding PE11 3ZN TF257253 | N/A |  |  |  | Yes | [13 empty] | Deferred
2 | SPAL02 | T-4 | Capacity Auction | 2021 | Less Waste Limited |  | Spalding South Energy Storage |  | 01775720930 | matthew.hicks@inchoo.org.uk | Distribution | Non CMRS | New Build Generating CMU | Storage - Battery | Storage | Yes | Conditionally Prequalified | Opt-In |  | 15 |  | Yes | Yes |  | 96110 | Yes | 10 |  |  | 9.611 |  |  |  | 9.611 |  |  | Energy storage system providing capacity market, dynamic FFR and other balancing services. Land at rear of Welland Business Park Spalding Drove Clay Lake Spalding PE12 6BL TF256211 | N/A |  |  |  | Yes | [13 empty] | Deferred
1 | SPAL03 | T-4 | Capacity Auction | 2021 | Less Waste Limited |  | Holbeach Energy Storage |  | 01775720930 | matthew.hicks@inchoo.org.uk | Distribution | Non CMRS | New Build Generating CMU | Storage - Battery | Storage | Yes | Conditionally Prequalified | Opt-In |  | 15 |  | Yes | Yes |  | 96110 | Yes | 10 |  |  | 9.611 |  |  |  | 9.611 |  |  | Energy storage system providing capacity market, dynamic FFR and other balancing services. Land adjacent O A Taylor & Sons Bulbs Limited Washway House Farm Washway Road Holbeach PE12 7PP TF369262 | N/A |  |  |  | Yes | [13 empty] | Deferred
2 | SPAL04 | T-4 | Capacity Auction | 2021 | Less Waste Limited |  | Long Sutton Energy Storage |  | 01775720930 | matthew.hicks@inchoo.org.uk | Distribution | Non CMRS | New Build Generating CMU | Storage - Battery | Storage | Yes | Conditionally Prequalified | Opt-In |  | 15 |  | Yes | Yes |  | 57670 | Yes | 6 |  |  | 5.767 |  |  |  | 5.767 |  |  | Energy storage system providing capacity market, dynamic FFR and other balancing services. Station Road Long Sutton Spalding PE12 9BS TF426222 | N/A |  |  |  | Yes | [13 empty] | Deferred
1 | SPAL05 | T-4 | Capacity Auction | 2021 | Less Waste Limited |  | Holbeach Fen Energy Storage |  | 01775720930 | matthew.hicks@inchoo.org.uk | Distribution | Non CMRS | New Build Generating CMU | Storage - Battery | Storage | Yes | Conditionally Prequalified | Opt-In |  | 15 |  | Yes | Yes |  | 96110 | Yes | 10 |  |  | 9.611 |  |  |  | 9.611 |  |  | Energy storage system providing capacity market, dynamic FFR and other balancing services. Land off B1165 Spalding PE12 8PT TF373195 | N/A |  |  |  | Yes | [13 empty] | Deferred
2 | SPAL06 | T-4 | Capacity Auction | 2021 | Less Waste Limited |  | Whaplode Drove Energy Storage |  | 01775720930 | matthew.hicks@inchoo.org.uk | Distribution | Non CMRS | New Build Generating CMU | Storage - Battery | Storage | Yes | Conditionally Prequalified | Opt-In |  | 15 |  | Yes | Yes |  | 19220 | Yes | 2 |  |  | 1.922 |  |  |  | 1.922 |  |  | Energy storage system providing capacity market, dynamic FFR and other balancing services. Broadgate Whaplode Drove Spalding PE12 0TN TF317129 | N/A |  |  |  | Yes | [13 empty] | Deferred
1 | SPAL07 | T-4 | Capacity Auction | 2021 | Less Waste Limited |  | Crowland Energy Storage |  | 01775720930 | matthew.hicks@inchoo.org.uk | Distribution | Non CMRS | New Build Generating CMU | Storage - Battery | Storage | Yes | Conditionally Prequalified | Opt-In |  | 15 |  | Yes | Yes |  | 19220 | Yes | 2 |  |  | 1.922 |  |  |  | 1.922 |  |  | Energy storage system providing capacity market, dynamic FFR and other balancing services. Cloot Drove Peterborough PE6 0JJ TF242111 | N/A |  |  |  | Yes | [13 empty] | Deferred
2 | SPAL08 | T-4 | Capacity Auction | 2021 | Less Waste Limited |  | Donington Energy Storage |  | 01775720930 | matthew.hicks@inchoo.org.uk | Distribution | Non CMRS | New Build Generating CMU | Storage - Battery | Storage | Yes | Conditionally Prequalified | Opt-In |  | 15 |  | Yes | Yes |  | 48060 | Yes | 5 |  |  | 4.806 |  |  |  | 4.806 |  |  | Energy storage system providing capacity market, dynamic FFR and other balancing services. Bicker Road Donington Spalding PE11 4XR TF218369 | N/A |  |  |  | Yes | [13 empty] | Deferred
1 | SPBSCM | T-4 | Capacity Auction | 2021 | Ecotricity (Next Generation) Limited |  | Sparsholt Battery Storage | Ecotricity Group Ltd | 01453756111 | info@ecotricity.co.uk | Distribution | Non CMRS | New Build Generating CMU | Storage - Battery | Storage | Yes | Conditionally Prequalified | Opt-In |  | 15 |  | Yes | Yes |  | 19530 | Yes | 2.032 |  |  | 1.953 |  |  |  | 2.018 |  |  | This CMU is formed of a battery bank and PCS capable of providing in excess of 2MW of power. The system is connected via switch gear and a transformer to the distribution network in SSE's Southern England region. Garstons Track, Winchester SO21 2BJ, UK SU 425 322 | N/A |  |  |  | Yes | [13 empty] | Deferred
2 | SP-LON | T-4 | Capacity Auction | 2021 | ScottishPower Generation Limited |  | Longannet U1-4 | Scottish Power Generation Holdings Limited | 01416142761 | _ld_trading@scottishpower.com | Transmission | CMRS | Existing Generating CMU |  | Coal/biomass |  |  | Opt-Out | Closed down, decommissioned or otherwise non-operational by the start of the relevant Delivery Year | [14 empty] | 2017.843 |  |  | Longannet coal fired power station - Unit 1 Kincardine on Forth. Clackmannanshire. FK10 4AA. Scotland NS 951 854 | MSID 8150 Main Outstation ID U1 815000101 Check Outstation ID U1 815000201. | [6 empty] | Metering Option (a) | [10 empty] | N/A
X | SP-LON-Component |  |  |  | ScottishPower Generation Limited | [9 empty] | Coal/biomass | [21 empty] | Longannet coal fired power station - Unit 2 Kincardine on Forth. Clackmannanshire. FK10 4AA. Scotland NS 951 854
X | SP-LON-Component |  |  |  | ScottishPower Generation Limited | [9 empty] | Coal/biomass | [21 empty] | Longannet coal fired power station - Unit 3 Kincardine on Forth. Clackmannanshire. FK10 4AA. Scotland NS 951 854
X | SP-LON-Component |  |  |  | ScottishPower Generation Limited | [9 empty] | Coal/biomass | [21 empty] | Longannet coal fired power station - Unit 4 Kincardine on Forth. Clackmannanshire. FK10 4AA. Scotland NS 951 854
1 | SPOW01 | T-4 | Capacity Auction | 2021 | STOR 101 Ltd |  | Longridge |  |  |  | Distribution | Non CMRS | New Build Generating CMU | Gas | OCGT and Reciprocating Engines |  | Conditionally Prequalified | Opt-In |  | 15 |  | Yes | Yes |  | 189620 | Yes | 20 |  |  | 18.962 |  |  |  | 18.962 |  |  | Energy facility comprising of reciprocating engine sets. Longridge Road, Preston, Lancashire PR2 5NQ SD577320 | N/A |  |  |  | Yes | [13 empty] | Deferred
2 | SPOW03 | T-4 | Capacity Auction | 2021 | STOR 103 Ltd |  | Newton Gate |  |  |  | Distribution | Non CMRS | New Build Generating CMU | Gas | OCGT and Reciprocating Engines |  | Rejected | Opt-In |  | 15 |  |  |  |  | 0 |  | 20 |  |  | 18.962 |  |  |  | 18.962 |  |  | Energy facility comprising of reciprocating engine sets. Greystoke Road, Penrith, Cumbria, CA11 0BX NY 502 298 | N/A |  |  |  | Yes | [13 empty] | Deferred
1 | SPOW04 | T-4 | Capacity Auction | 2021 | STOR 104 Ltd |  | Sandy Lane |  |  |  | Distribution | Non CMRS | New Build Generating CMU | Gas | OCGT and Reciprocating Engines |  | Conditionally Prequalified | Opt-In |  | 15 |  | Yes | Yes |  | 189620 | Yes | 20 |  |  | 18.962 |  |  |  | 18.962 |  |  | Energy facility comprising of reciprocating engine sets. Holden Way, Dukinfield, SK16 5LP SJ949983 | N/A |  |  |  | Yes | [13 empty] | Deferred
2 | SPOW08 | T-4 | Capacity Auction | 2021 | STOR 108 Ltd |  | Hamilton |  |  |  | Distribution | Non CMRS | New Build Generating CMU | Gas | OCGT and Reciprocating Engines |  | Conditionally Prequalified | Opt-In |  | 15 |  | Yes | Yes |  | 189620 | Yes | 20 |  |  | 18.962 |  |  |  | 18.962 |  |  | Energy facility comprising of reciprocating engine sets. Wellington Street, Oldham, Greater Manchester, OL4 1SA SD929046 | n/a |  |  |  | Yes | [13 empty] | Deferred
1 | SPOW09 | T-4 | Capacity Auction | 2021 | STOR 109 Ltd |  | Salmon |  |  |  | Distribution | Non CMRS | New Build Generating CMU | Gas | OCGT and Reciprocating Engines |  | Conditionally Prequalified | Opt-In |  | 15 |  | Yes | Yes |  | 189620 | Yes | 20 |  |  | 18.962 |  |  |  | 18.962 |  |  | Energy facility comprising of reciprocating engine sets. Salmon Fields, Royton, Greater Manchester, OL2 6HT SD930071 | n/a |  |  |  | Yes | [13 empty] | Deferred
2 | SPOW12 | T-4 | Capacity Auction | 2021 | STOR 112 Ltd |  | Hele Manor |  |  |  | Distribution | Non CMRS | New Build Generating CMU | Gas | OCGT and Reciprocating Engines |  | Conditionally Prequalified | Opt-In |  | 15 |  | Yes |  |  | 189620 |  | 20 |  |  | 18.962 |  |  |  | 18.962 |  |  | Energy facility comprising of reciprocating engine sets. Hele Manor Farm, Hele, Taunton, Somerset, TA4 1AH ST188247 | N/A |  |  |  | Yes | [13 empty] | Deferred
1 | SPOW13 | T-4 | Capacity Auction | 2021 | STOR 113 Ltd |  | Clayton |  |  |  | Distribution | Non CMRS | New Build Generating CMU | Gas | OCGT and Reciprocating Engines |  | Conditionally Prequalified | Opt-In |  | 15 |  | Yes |  |  | 189620 | Yes | 20 |  |  | 18.962 |  |  |  | 18.962 |  |  | Energy facility comprising of reciprocating engine sets. Petre Road, Clayton - Le - Moors, Accrington, BB5 5JG SD745306 | n/a |  |  |  | Yes | [13 empty] | Deferred
2 | SPOW14 | T-4 | Capacity Auction | 2021 | STOR 114 Ltd |  | Aldon |  |  |  | Distribution | Non CMRS | New Build Generating CMU | Gas | OCGT and Reciprocating Engines |  | Rejected | Opt-In |  | 15 |  |  |  |  | 0 |  | 15 |  |  | 14.222 |  |  |  | 14.222 |  |  | Energy facility comprising of reciprocating engine sets. Aldon Road, Poulton - Le - Fylde, Lancashire FY6 8JL SD359388 | n/a |  |  |  | Yes | [13 empty] | Deferred
1 | SPOW15 | T-4 | Capacity Auction | 2021 | STOR 115 Ltd |  | Streetfields |  |  |  | Distribution | Non CMRS | New Build Generating CMU | Gas | OCGT and Reciprocating Engines |  | Conditionally Prequalified | Opt-In |  | 15 |  | Yes | Yes |  | 189620 | Yes | 20 |  |  | 18.962 |  |  |  | 18.962 |  |  | Energy facility comprising of reciprocating engine sets. Lutterworth Road, Rugby, Warwickshire CV23 0QW SP509832 | n/a |  |  |  | Yes | [13 empty] | Deferred
2 | SPOW19 | T-4 | Capacity Auction | 2021 | STOR 119 Ltd |  | Waterswallows |  |  |  | Distribution | Non CMRS | New Build Generating CMU | Gas | OCGT and Reciprocating Engines |  | Conditionally Prequalified | Opt-In |  | 15 |  | Yes | Yes |  | 189620 | Yes | 20 |  |  | 18.962 |  |  |  | 18.962 |  |  | Energy facility comprising of reciprocating engine sets. Waterswallows Road, Buxton, Derbyshire, SK17 7JB SK085753 | N/A |  |  |  | Yes | [13 empty] | Deferred
1 | SPOW21 | T-4 | Capacity Auction | 2021 | STOR 121 Ltd |  | Briscoe |  |  |  | Distribution | Non CMRS | New Build Generating CMU | Gas | OCGT and Reciprocating Engines |  | Conditionally Prequalified | Opt-In |  | 15 |  | Yes | Yes |  | 379240 | Yes | 40 |  |  | 37.924 |  |  |  | 37.924 |  |  | Energy facility comprising of reciprocating engine sets. Briscoe Lane, Newton Heath, Manchester, M40 2XS SJ870995 | n/a |  |  |  | Yes | [13 empty] | Deferred
2 | SPOW25 | T-4 | Capacity Auction | 2021 | STOR 125 Ltd |  | Moss |  |  |  | Distribution | Non CMRS | New Build Generating CMU | Gas | OCGT and Reciprocating Engines |  | Conditionally Prequalified | Opt-In |  | 15 |  | Yes | Yes |  | 189620 |  | 20 |  |  | 18.962 |  |  |  | 18.962 |  |  | Energy facility comprising of reciprocating engine sets. Moss Lane, Bolton, Lancashire, BL6 5GJ SD 628 104 | N/A |  |  |  | Yes | [13 empty] | Deferred
1 | SPOW26 | T-4 | Capacity Auction | 2021 | STOR 126 Ltd |  | Birshaw |  |  |  | Distribution | Non CMRS | New Build Generating CMU | Gas | OCGT and Reciprocating Engines |  | Conditionally Prequalified | Opt-In |  | 15 |  | Yes | Yes |  | 189620 | Yes | 20 |  |  | 18.962 |  |  |  | 18.962 |  |  | Energy facility comprising of reciprocating engine sets. Meek Street, Royton, Oldham, Lancashire OL2 6HL SD935067 | N/A |  |  |  | Yes | [13 empty] | Deferred
2 | SPOW27 | T-4 | Capacity Auction | 2021 | STOR 127 Ltd |  | Ditchers |  |  |  | Distribution | Non CMRS | New Build Generating CMU | Gas | OCGT and Reciprocating Engines |  | Conditionally Prequalified | Opt-In |  | 15 |  | Yes | Yes |  | 189620 | Yes | 20 |  |  | 18.962 |  |  |  | 18.962 |  |  | Energy facility comprising of reciprocating engine sets. Long Lane, Westhoughton, Bolton, BL5 3QR SD651066 | n/a |  |  |  | Yes | [13 empty] | Deferred
1 | SPOW28 | T-4 | Capacity Auction | 2021 | STOR 128 Ltd |  | Ashton |  |  |  | Distribution | Non CMRS | New Build Generating CMU | Gas | OCGT and Reciprocating Engines |  | Rejected | Opt-In |  | 15 |  |  |  |  | 0 |  | 16 |  |  | 15.17 |  |  |  | 15.17 |  |  | Energy facility comprising of reciprocating engine sets. Ashton Old Road, Manchester, Greater Manchester, M11 1AA SJ 886 974 | N/A |  |  |  | Yes | [13 empty] | Deferred
2 | SPOW29 | T-4 | Capacity Auction | 2021 | STOR 129 Ltd |  | Salford |  |  |  | Distribution | Non CMRS | New Build Generating CMU | Gas | OCGT and Reciprocating Engines |  | Rejected | Opt-In |  | 15 |  |  |  |  | 0 |  | 20 |  |  | 18.962 |  |  |  | 18.962 |  |  | Energy facility comprising of reciprocating engine sets. Salford Road, Bolton, Greater Manchester BL5 1DG SD704047 | N/A |  |  |  | Yes | [13 empty] | Deferred
1 | SPOW30 | T-4 | Capacity Auction | 2021 | STOR 130 Ltd |  | Balle |  |  |  | Distribution | Non CMRS | New Build Generating CMU | Gas | OCGT and Reciprocating Engines |  | Rejected | Opt-In |  | 15 |  |  |  |  | 0 |  | 20 |  |  | 18.962 |  |  |  | 18.962 |  |  | Energy facility comprising of reciprocating engine sets. Balle Street, Darwen, Lancashire BB3 2AZ SD694215 | n/a |  |  |  | Yes | [13 empty] | Deferred
2 | SPOW37 | T-4 | Capacity Auction | 2021 | STOR 137 Ltd |  | Waters |  |  |  | Distribution | Non CMRS | New Build Generating CMU | Gas | OCGT and Reciprocating Engines |  | Rejected | Opt-In |  | 15 |  |  |  |  | 0 |  | 20 |  |  | 18.962 |  |  |  | 18.962 |  |  | Energy facility comprising of reciprocating engine sets Waters Meeting Road, Bolton, BL1 8HQ SD717104 | N/A |  |  |  | Yes | [13 empty] | Deferred
1 | SPOW46 | T-4 | Capacity Auction | 2021 | STOR 146 Ltd |  | Preesal |  |  |  | Distribution | Non CMRS | New Build Generating CMU | Gas | OCGT and Reciprocating Engines |  | Conditionally Prequalified | Opt-In |  | 15 |  | Yes | Yes |  | 189620 | Yes | 20 |  |  | 18.962 |  |  |  | 18.962 |  |  | Energy facility comprising of reciprocating engine sets. Park Lane, Preesall, Poulton-le-Flyde, FY6 0LU SD 367 463 | N/A |  |  |  | Yes | [13 empty] | Deferred
2 | SPOW48 | T-4 | Capacity Auction | 2021 | STOR 148 Ltd |  | Whitebirk |  |  |  | Distribution | Non CMRS | New Build Generating CMU | Gas | OCGT and Reciprocating Engines |  | Conditionally Prequalified | Opt-In |  | 15 |  | Yes | Yes |  | 189620 | Yes | 20 |  |  | 18.962 |  |  |  | 18.962 |  |  | Energy facility comprising of reciprocating engine sets. Challenge Way, Blackburn, Lancashire, BB1 5RR SD 701 295 | N/A |  |  |  | Yes | [13 empty] | Deferred
1 | SRGAS2 | T-4 | Capacity Auction | 2021 | FlexibleGridPower2 Ltd |  | Springkerse Reserve Power Facility |  | 02082399917 | info@gridcodepower.com | Distribution | Non CMRS | New Build Generating CMU | Gas | OCGT and Reciprocating Engines (Fuel Type - Gas) |  | Conditionally Prequalified | Opt-In |  | 15 |  | Yes | Yes |  | 151700 | Yes | 16 |  |  | 15.17 |  |  |  | 15.17 |  |  | CMU consists of gas-powered reciprocating engines connected to the SPEN distribution network at 11kV. The size will be16MW, consisting of a number of gas generating sets. Land (see map) off 15 Borrowmeadow Road, Springkerse Industrial Estate, Stirling FK7 7FB NS 810 932 | N/A |  |  |  | Yes | [13 empty] | Deferred
2 | SRHA01 | T-4 | Capacity Auction | 2021 | Bolshan Renewables Limited |  | South Redhouse | Greenspan Energy Limited | 01315144444 | capacitymarket@greenspanenergy.com | Distribution | Non CMRS | New Build Generating CMU | Storage - Battery | Storage | Yes | Conditionally Prequalified | Opt-In |  | 15 |  | Yes |  |  | 153780 |  | 16 |  |  | 15.378 |  |  |  | 15.378 |  |  | New build storage facility Land North of Heatherywood Road, Kirkcaldy, Fife, KY1 3NW NT 290 954 | N/a |  |  |  | Yes | [13 empty] | Deferred
1 | SRL001 | T-4 | Capacity Auction | 2021 | Shovel Ready 1 Limited |  | Southfield 25 | Shovel Ready Limited | 02036676200 | peter.todd@shovelready.co.uk | Distribution | Non CMRS | New Build Generating CMU | Gas | OCGT and Reciprocating Engines |  | Conditionally Prequalified | Opt-In |  | 15 |  | Yes | Yes |  | 189600 | Yes | 20 |  |  | 18.96 |  |  |  | 18.962 |  |  | 1 x Containerised High Speed Gas-fired reciprocating engines with an output of 2.5MW together with transformers, switchgear and associated control gear 25 Southfield Lingard Lane Stockport SK6 2QN SJ 919 925 | N/A |  |  |  | Yes | [13 empty] | Deferred
X | SRL001-Component |  |  |  | Shovel Ready 1 Limited | [9 empty] | OCGT and Reciprocating Engines | [21 empty] | 1 x Containerised High Speed Gas-fired reciprocating engines with an output of 2.5MW together with transformers, switchgear and associated control gear 25 Southfield Lingard Lane Stockport SK6 2QN SJ 919 925
X | SRL001-Component |  |  |  | Shovel Ready 1 Limited | [9 empty] | OCGT and Reciprocating Engines | [21 empty] | 1 x Containerised High Speed Gas-fired reciprocating engines with an output of 2.5MW together with transformers, switchgear and associated control gear 25 Southfield Lingard Lane Stockport SK6 2QN SJ 919 925
X | SRL001-Component |  |  |  | Shovel Ready 1 Limited | [9 empty] | OCGT and Reciprocating Engines | [21 empty] | 1 x Containerised High Speed Gas-fired reciprocating engines with an output of 2.5MW together with transformers, switchgear and associated control gear 25 Southfield Lingard Lane Stockport SK6 2QN SJ 919 925
X | SRL001-Component |  |  |  | Shovel Ready 1 Limited | [9 empty] | OCGT and Reciprocating Engines | [21 empty] | 1 x Containerised High Speed Gas-fired reciprocating engines with an output of 2.5MW together with transformers, switchgear and associated control gear 25 Southfield Lingard Lane Stockport SK6 2QN SJ 919 925
X | SRL001-Component |  |  |  | Shovel Ready 1 Limited | [9 empty] | OCGT and Reciprocating Engines | [21 empty] | 1 x Containerised High Speed Gas-fired reciprocating engines with an output of 2.5MW together with transformers, switchgear and associated control gear 25 Southfield Lingard Lane Stockport SK6 2QN SJ 919 925
X | SRL001-Component |  |  |  | Shovel Ready 1 Limited | [9 empty] | OCGT and Reciprocating Engines | [21 empty] | 1 x Containerised High Speed Gas-fired reciprocating engines with an output of 2.5MW together with transformers, switchgear and associated control gear 25 Southfield Lingard Lane Stockport SK6 2QN SJ 919 925
X | SRL001-Component |  |  |  | Shovel Ready 1 Limited | [9 empty] | OCGT and Reciprocating Engines | [21 empty] | 1 x Containerised High Speed Gas-fired reciprocating engines with an output of 2.5MW together with transformers, switchgear and associated control gear 25 Southfield Lingard Lane Stockport SK6 2QN SJ 919 925
2 | SRL002 | T-4 | Capacity Auction | 2021 | Shovel Ready 2 Limited |  | Parry Lane | Shovel Ready Limited | 02036676200 | peter.todd@shovelready.co.uk | Distribution | Non CMRS | New Build Generating CMU | Gas | OCGT and Reciprocating Engines |  | Conditionally Prequalified | Opt-In |  | 15 |  | Yes | Yes |  | 142200 | Yes | 15 |  |  | 14.22 |  |  |  | 14.222 |  |  | 1 x Containerised High Speed Gas-fired reciprocating engines with an output of 2.5MW together with transformers, switchgear and associated control gear Parry lane Bradford BD4 8TJ SE 182 322 | N/A |  |  |  | Yes | [13 empty] | Deferred
X | SRL002-Component |  |  |  | Shovel Ready 2 Limited | [9 empty] | OCGT and Reciprocating Engines | [21 empty] | 1 x Containerised High Speed Gas-fired reciprocating engines with an output of 2.5MW together with transformers, switchgear and associated control gear Parry lane Bradford BD4 8TJ SE 182 322
X | SRL002-Component |  |  |  | Shovel Ready 2 Limited | [9 empty] | OCGT and Reciprocating Engines | [21 empty] | 1 x Containerised High Speed Gas-fired reciprocating engines with an output of 2.5MW together with transformers, switchgear and associated control gear Parry lane Bradford BD4 8TJ SE 182 322
X | SRL002-Component |  |  |  | Shovel Ready 2 Limited | [9 empty] | OCGT and Reciprocating Engines | [21 empty] | 1 x Containerised High Speed Gas-fired reciprocating engines with an output of 2.5MW together with transformers, switchgear and associated control gear Parry lane Bradford BD4 8TJ SE 182 322
X | SRL002-Component |  |  |  | Shovel Ready 2 Limited | [9 empty] | OCGT and Reciprocating Engines | [21 empty] | 1 x Containerised High Speed Gas-fired reciprocating engines with an output of 2.5MW together with transformers, switchgear and associated control gear Parry lane Bradford BD4 8TJ SE 182 322
X | SRL002-Component |  |  |  | Shovel Ready 2 Limited | [9 empty] | OCGT and Reciprocating Engines | [21 empty] | 1 x Containerised High Speed Gas-fired reciprocating engines with an output of 2.5MW together with transformers, switchgear and associated control gear Parry lane Bradford BD4 8TJ SE 182 322
1 | SRL003 | T-4 | Capacity Auction | 2021 | Shovel Ready 3 Limited |  | Duncombe Road | Shovel Ready Limited | 02036676200 | peter.todd@shovelready.co.uk | Distribution | Non CMRS | New Build Generating CMU | Gas | OCGT and Reciprocating Engines |  | Conditionally Prequalified | Opt-In |  | 15 |  | Yes | Yes |  | 189600 | Yes | 20 |  |  | 18.96 |  |  |  | 18.962 |  |  | 1 x Containerised High Speed Gas-fired reciprocating engines with an output of 2.5MW together with transformers, switchgear and associated control gear Duncombe Road Bradford BD8 9RR SE 139 333 | N/A |  |  |  | Yes | [13 empty] | Deferred
X | SRL003-Component |  |  |  | Shovel Ready 3 Limited | [9 empty] | OCGT and Reciprocating Engines | [21 empty] | 1 x Containerised High Speed Gas-fired reciprocating engines with an output of 2.5MW together with transformers, switchgear and associated control gear Duncombe Road Bradford BD8 9RR SE 139 333
X | SRL003-Component |  |  |  | Shovel Ready 3 Limited | [9 empty] | OCGT and Reciprocating Engines | [21 empty] | 1 x Containerised High Speed Gas-fired reciprocating engines with an output of 2.5MW together with transformers, switchgear and associated control gear Duncombe Road Bradford BD8 9RR SE 139 333
X | SRL003-Component |  |  |  | Shovel Ready 3 Limited | [9 empty] | OCGT and Reciprocating Engines | [21 empty] | 1 x Containerised High Speed Gas-fired reciprocating engines with an output of 2.5MW together with transformers, switchgear and associated control gear Duncombe Road Bradford BD8 9RR SE 139 333
X | SRL003-Component |  |  |  | Shovel Ready 3 Limited | [9 empty] | OCGT and Reciprocating Engines | [21 empty] | 1 x Containerised High Speed Gas-fired reciprocating engines with an output of 2.5MW together with transformers, switchgear and associated control gear Duncombe Road Bradford BD8 9RR SE 139 333
X | SRL003-Component |  |  |  | Shovel Ready 3 Limited | [9 empty] | OCGT and Reciprocating Engines | [21 empty] | 1 x Containerised High Speed Gas-fired reciprocating engines with an output of 2.5MW together with transformers, switchgear and associated control gear Duncombe Road Bradford BD8 9RR SE 139 333
X | SRL003-Component |  |  |  | Shovel Ready 3 Limited | [9 empty] | OCGT and Reciprocating Engines | [21 empty] | 1 x Containerised High Speed Gas-fired reciprocating engines with an output of 2.5MW together with transformers, switchgear and associated control gear Duncombe Road Bradford BD8 9RR SE 139 333
X | SRL003-Component |  |  |  | Shovel Ready 3 Limited | [9 empty] | OCGT and Reciprocating Engines | [21 empty] | 1 x Containerised High Speed Gas-fired reciprocating engines with an output of 2.5MW together with transformers, switchgear and associated control gear Duncombe Road Bradford BD8 9RR SE 139 333
2 | SRL004 | T-4 | Capacity Auction | 2021 | Shovel Ready 4 Limited |  | Dorehouse | Shovel Ready Limited | 02036676200 | peter.todd@shovelready.co.uk | Distribution | Non CMRS | New Build Generating CMU | Gas | OCGT and Reciprocating Engines |  | Conditionally Prequalified | Opt-In |  | 15 |  | Yes | Yes |  | 189600 | Yes | 20 |  |  | 18.96 |  |  |  | 18.962 |  |  | 1 x Containerised High Speed Gas-fired reciprocating engines with an output of 2.5MW together with transformers, switchgear and associated control gear Dorehouse Business Park Sheffield S13 9LT BB10 2TN SK 418 863 | N/A |  |  |  | Yes | [13 empty] | Deferred
X | SRL004-Component |  |  |  | Shovel Ready 4 Limited | [9 empty] | OCGT and Reciprocating Engines | [21 empty] | 1 x Containerised High Speed Gas-fired reciprocating engines with an output of 2.5MW together with transformers, switchgear and associated control gear Dorehouse Business Park Sheffield S13 9LT BB10 2TN SK 418 863
X | SRL004-Component |  |  |  | Shovel Ready 4 Limited | [9 empty] | OCGT and Reciprocating Engines | [21 empty] | 1 x Containerised High Speed Gas-fired reciprocating engines with an output of 2.5MW together with transformers, switchgear and associated control gear Dorehouse Business Park Sheffield S13 9LT BB10 2TN SK 418 863
X | SRL004-Component |  |  |  | Shovel Ready 4 Limited | [9 empty] | OCGT and Reciprocating Engines | [21 empty] | 1 x Containerised High Speed Gas-fired reciprocating engines with an output of 2.5MW together with transformers, switchgear and associated control gear Dorehouse Business Park Sheffield S13 9LT BB10 2TN SK 418 863
X | SRL004-Component |  |  |  | Shovel Ready 4 Limited | [9 empty] | OCGT and Reciprocating Engines | [21 empty] | 1 x Containerised High Speed Gas-fired reciprocating engines with an output of 2.5MW together with transformers, switchgear and associated control gear Dorehouse Business Park Sheffield S13 9LT BB10 2TN SK 418 863
X | SRL004-Component |  |  |  | Shovel Ready 4 Limited | [9 empty] | OCGT and Reciprocating Engines | [21 empty] | 1 x Containerised High Speed Gas-fired reciprocating engines with an output of 2.5MW together with transformers, switchgear and associated control gear Dorehouse Business Park Sheffield S13 9LT BB10 2TN SK 418 863
X | SRL004-Component |  |  |  | Shovel Ready 4 Limited | [9 empty] | OCGT and Reciprocating Engines | [21 empty] | 1 x Containerised High Speed Gas-fired reciprocating engines with an output of 2.5MW together with transformers, switchgear and associated control gear Dorehouse Business Park Sheffield S13 9LT BB10 2TN SK 418 863
X | SRL004-Component |  |  |  | Shovel Ready 4 Limited | [9 empty] | OCGT and Reciprocating Engines | [21 empty] | 1 x Containerised High Speed Gas-fired reciprocating engines with an output of 2.5MW together with transformers, switchgear and associated control gear Dorehouse Business Park Sheffield S13 9LT BB10 2TN SK 418 863
1 | SRL005 | T-4 | Capacity Auction | 2021 | Shovel Ready 5 Limited |  | Musty Haugh | Shovel Ready Limited | 02036676200 | peter.todd@shovelready.co.uk | Distribution | Non CMRS | New Build Generating CMU | Gas | OCGT and Reciprocating Engines |  | Conditionally Prequalified | Opt-In |  | 15 |  | Yes | Yes |  | 189600 | Yes | 20 |  |  | 18.96 |  |  |  | 18.962 |  |  | 1 x Containerised High Speed Gas-fired reciprocating engines with an output of 2.5MW together with transformers, switchgear and associated control gear Musty Haugh Barn Farm Briercliffe Burnley BB10 2TN SD 863 343 | N/A |  |  |  | Yes | [13 empty] | Deferred
X | SRL005-Component |  |  |  | Shovel Ready 5 Limited | [9 empty] | OCGT and Reciprocating Engines | [21 empty] | 1 x Containerised High Speed Gas-fired reciprocating engines with an output of 2.5MW together with transformers, switchgear and associated control gear Musty Haugh Barn Farm Briercliffe Burnley BB10 2TN SD 863 343
X | SRL005-Component |  |  |  | Shovel Ready 5 Limited | [9 empty] | OCGT and Reciprocating Engines | [21 empty] | 1 x Containerised High Speed Gas-fired reciprocating engines with an output of 2.5MW together with transformers, switchgear and associated control gear Musty Haugh Barn Farm Briercliffe Burnley BB10 2TN SD 863343
X | SRL005-Component |  |  |  | Shovel Ready 5 Limited | [9 empty] | OCGT and Reciprocating Engines | [21 empty] | 1 x Containerised High Speed Gas-fired reciprocating engines with an output of 2.5MW together with transformers, switchgear and associated control gear Musty Haugh Barn Farm Briercliffe Burnley BB10 2TN SD 863343
X | SRL005-Component |  |  |  | Shovel Ready 5 Limited | [9 empty] | OCGT and Reciprocating Engines | [21 empty] | 1 x Containerised High Speed Gas-fired reciprocating engines with an output of 2.5MW together with transformers, switchgear and associated control gear Musty Haugh Barn Farm Briercliffe Burnley BB10 2TN SD 863 343
X | SRL005-Component |  |  |  | Shovel Ready 5 Limited | [9 empty] | OCGT and Reciprocating Engines | [21 empty] | 1 x Containerised High Speed Gas-fired reciprocating engines with an output of 2.5MW together with transformers, switchgear and associated control gear Musty Haugh Barn Farm Briercliffe Burnley BB10 2TN SD 863343
X | SRL005-Component |  |  |  | Shovel Ready 5 Limited | [9 empty] | OCGT and Reciprocating Engines | [21 empty] | 1 x Containerised High Speed Gas-fired reciprocating engines with an output of 2.5MW together with transformers, switchgear and associated control gear Musty Haugh Barn Farm Briercliffe Burnley BB10 2TN SD 863 343
X | SRL005-Component |  |  |  | Shovel Ready 5 Limited | [9 empty] | OCGT and Reciprocating Engines | [21 empty] | 1 x Containerised High Speed Gas-fired reciprocating engines with an output of 2.5MW together with transformers, switchgear and associated control gear Musty Haugh Barn Farm Briercliffe Burnley BB10 2TN SD 863 343
2 | SRL006 | T-4 | Capacity Auction | 2021 | Shovel Ready 6 Limited |  | Amy Johnson Way | Shovel Ready Limited | 02036676200 | peter.todd@shovelready.co.uk | Distribution | Non CMRS | New Build Generating CMU | Gas | OCGT and Reciprocating Engines |  | Conditionally Prequalified | Opt-In |  | 15 |  | Yes | Yes |  | 71100 | Yes | 7.5 |  |  | 7.11 |  |  |  | 7.111 |  |  | 1 x Containerised High Speed Gas-fired reciprocating engines with an output of 1.5MW together with transformers, switchgear and associated control gear Amy Johnson Way Blackpool FY4 2RP SD 326 315 | N/A |  |  |  | Yes | [13 empty] | Deferred
X | SRL006-Component |  |  |  | Shovel Ready 6 Limited | [9 empty] | OCGT and Reciprocating Engines | [21 empty] | 1 x Containerised High Speed Gas-fired reciprocating engines with an output of 1.5MW together with transformers, switchgear and associated control gear Amy Johnson Way Blackpool FY4 2RP SD 326 315
X | SRL006-Component |  |  |  | Shovel Ready 6 Limited | [9 empty] | OCGT and Reciprocating Engines | [21 empty] | 1 x Containerised High Speed Gas-fired reciprocating engines with an output of 1.5MW together with transformers, switchgear and associated control gear Amy Johnson Way Blackpool FY4 2RP SD 326 315
X | SRL006-Component |  |  |  | Shovel Ready 6 Limited | [9 empty] | OCGT and Reciprocating Engines | [21 empty] | 1 x Containerised High Speed Gas-fired reciprocating engines with an output of 1.5MW together with transformers, switchgear and associated control gear Amy Johnson Way Blackpool FY4 2RP SD 326 315
X | SRL006-Component |  |  |  | Shovel Ready 6 Limited | [9 empty] | OCGT and Reciprocating Engines | [21 empty] | 1 x Containerised High Speed Gas-fired reciprocating engines with an output of 1.5MW together with transformers, switchgear and associated control gear Amy Johnson Way Blackpool FY4 2RP SD 326 315
1 | SRL008 | T-4 | Capacity Auction | 2021 | Shovel Ready 8 Limited |  | Bristol Avenue | Shovel Ready Limited | 02036676200 | peter.todd@shovelready.co.uk | Distribution | Non CMRS | New Build Generating CMU | Gas | OCGT and Reciprocating Engines |  | Conditionally Prequalified | Opt-In |  | 15 |  | Yes | Yes |  | 94800 | Yes | 10 |  |  | 9.48 |  |  |  | 9.481 |  |  | 1 x Containerised High Speed Gas-fired reciprocating engines with an output of 2.5MW together with transformers, switchgear and associated control gear Bristol Avenue Moor Park Blackpool FY2 0LZ SD 325 396 | N/A |  |  |  | Yes | [13 empty] | Deferred
X | SRL008-Component |  |  |  | Shovel Ready 8 Limited | [9 empty] | OCGT and Reciprocating Engines | [21 empty] | 1 x Containerised High Speed Gas-fired reciprocating engines with an output of 2.5MW together with transformers, switchgear and associated control gear Bristol Avenue Moor Park Blackpool FY2 0LZ SD 325 396
X | SRL008-Component |  |  |  | Shovel Ready 8 Limited | [9 empty] | OCGT and Reciprocating Engines | [21 empty] | 1 x Containerised High Speed Gas-fired reciprocating engines with an output of 2.5MW together with transformers, switchgear and associated control gear Bristol Avenue Moor Park Blackpool FY2 0LZ SD 325 396
X | SRL008-Component |  |  |  | Shovel Ready 8 Limited | [9 empty] | OCGT and Reciprocating Engines | [21 empty] | 1 x Containerised High Speed Gas-fired reciprocating engines with an output of 2.5MW together with transformers, switchgear and associated control gear Bristol Avenue Moor Park Blackpool FY2 0LZ SD 325 396
2 | SRL009 | T-4 | Capacity Auction | 2021 | Shovel Ready 9 Limited |  | Bradford Road, Batley | Shovel Ready Limited | 02036676200 | peter.todd@shovelready.co.uk | Distribution | Non CMRS | New Build Generating CMU | Gas | OCGT and Reciprocating Engines |  | Conditionally Prequalified | Opt-In |  | 15 |  | Yes | Yes |  | 189600 | Yes | 20 |  |  | 18.96 |  |  |  | 18.962 |  |  | 1 x Containerised High Speed Gas-fired reciprocating engines with an output of 2.5MW together with transformers, switchgear and associated control gear Bradford Road Batley Kirklees WF17 6JS SE 248 233 | N/A |  |  |  | Yes | [13 empty] | Deferred
X | SRL009-Component |  |  |  | Shovel Ready 9 Limited | [9 empty] | OCGT and Reciprocating Engines | [21 empty] | 1 x Containerised High Speed Gas-fired reciprocating engines with an output of 2.5MW together with transformers, switchgear and associated control gear Bradford Road Batley Kirklees WF17 6JS SE 248 233
X | SRL009-Component |  |  |  | Shovel Ready 9 Limited | [9 empty] | OCGT and Reciprocating Engines | [21 empty] | 1 x Containerised High Speed Gas-fired reciprocating engines with an output of 2.5MW together with transformers, switchgear and associated control gear Bradford Road Batley Kirklees WF17 6JS SE 248 233
X | SRL009-Component |  |  |  | Shovel Ready 9 Limited | [9 empty] | OCGT and Reciprocating Engines | [21 empty] | 1 x Containerised High Speed Gas-fired reciprocating engines with an output of 2.5MW together with transformers, switchgear and associated control gear Bradford Road Batley Kirklees WF17 6JS SE 248 233
X | SRL009-Component |  |  |  | Shovel Ready 9 Limited | [9 empty] | OCGT and Reciprocating Engines | [21 empty] | 1 x Containerised High Speed Gas-fired reciprocating engines with an output of 2.5MW together with transformers, switchgear and associated control gear Bradford Road Batley Kirklees WF17 6JS SE 248 233
X | SRL009-Component |  |  |  | Shovel Ready 9 Limited | [9 empty] | OCGT and Reciprocating Engines | [21 empty] | 1 x Containerised High Speed Gas-fired reciprocating engines with an output of 2.5MW together with transformers, switchgear and associated control gear Bradford Road Batley Kirklees WF17 6JS SE 248 233
X | SRL009-Component |  |  |  | Shovel Ready 9 Limited | [9 empty] | OCGT and Reciprocating Engines | [21 empty] | 1 x Containerised High Speed Gas-fired reciprocating engines with an output of 2.5MW together with transformers, switchgear and associated control gear Bradford Road Batley Kirklees WF17 6JS SE 248 233
X | SRL009-Component |  |  |  | Shovel Ready 9 Limited | [9 empty] | OCGT and Reciprocating Engines | [21 empty] | 1 x Containerised High Speed Gas-fired reciprocating engines with an output of 2.5MW together with transformers, switchgear and associated control gear Bradford Road Batley Kirklees WF17 6JS SE 248 233
1 | SRL010 | T-4 | Capacity Auction | 2021 | Shovel Ready 10 Limited |  | Orgreave Drive | Shovel Ready Limited | 02036676200 | peter.todd@shovelready.co.uk | Distribution | Non CMRS | New Build Generating CMU | Gas | OCGT and Reciprocating Engines |  | Conditionally Prequalified | Opt-In |  | 15 |  | Yes | Yes |  | 71100 | Yes | 7.5 |  |  | 7.11 |  |  |  | 7.111 |  |  | 1 x Containerised High Speed Gas-fired reciprocating engines with an output of 2.5MW together with transformers, switchgear and associated control gear Unit 27A Orgreave Drive Dorehouse Ind. Estate Sheffield S13 9NR SK 424 859 | N/A |  |  |  | Yes | [13 empty] | Deferred
X | SRL010-Component |  |  |  | Shovel Ready 10 Limited | [9 empty] | OCGT and Reciprocating Engines | [21 empty] | 1 x Containerised High Speed Gas-fired reciprocating engines with an output of 2.5MW together with transformers, switchgear and associated control gear Unit 27A Orgreave Drive Dorehouse Ind. Estate Sheffield S13 9NR SK 424 859
X | SRL010-Component |  |  |  | Shovel Ready 10 Limited | [9 empty] | OCGT and Reciprocating Engines | [21 empty] | 1 x Containerised High Speed Gas-fired reciprocating engines with an output of 2.5MW together with transformers, switchgear and associated control gear Unit 27A Orgreave Drive Dorehouse Ind. Estate Sheffield S13 9NR SK 424 859
2 | SRL011 | T-4 | Capacity Auction | 2021 | Shovel Ready 11 Limited |  | Power House Wolverhampton | Shovel Ready Limited | 02036676200 | peter.todd@shovelready.co.uk | Distribution | Non CMRS | New Build Generating CMU | Gas | OCGT and Reciprocating Engines |  | Conditionally Prequalified | Opt-In |  | 15 |  | Yes | Yes |  | 189600 | Yes | 20 |  |  | 18.96 |  |  |  | 18.962 |  |  | 1 x Containerised High Speed Gas-fired reciprocating engines with an output of 2.5MW together with transformers, switchgear and associated control gear The Power House Commercial Road Wolverhampton WV1 3QS SO 923 982 | N/A |  |  |  | Yes | [13 empty] | Deferred
X | SRL011-Component |  |  |  | Shovel Ready 11 Limited | [9 empty] | OCGT and Reciprocating Engines | [21 empty] | 1 x Containerised High Speed Gas-fired reciprocating engines with an output of 2.5MW together with transformers, switchgear and associated control gear The Power House Commercial Road Wolverhampton WV1 3QS SO 923 982
X | SRL011-Component |  |  |  | Shovel Ready 11 Limited | [9 empty] | OCGT and Reciprocating Engines | [21 empty] | 1 x Containerised High Speed Gas-fired reciprocating engines with an output of 2.5MW together with transformers, switchgear and associated control gear The Power House Commercial Road Wolverhampton WV1 3QS SO 923 982
X | SRL011-Component |  |  |  | Shovel Ready 11 Limited | [9 empty] | OCGT and Reciprocating Engines | [21 empty] | 1 x Containerised High Speed Gas-fired reciprocating engines with an output of 2.5MW together with transformers, switchgear and associated control gear The Power House Commercial Road Wolverhampton WV1 3QS SO 923 982
X | SRL011-Component |  |  |  | Shovel Ready 11 Limited | [9 empty] | OCGT and Reciprocating Engines | [21 empty] | 1 x Containerised High Speed Gas-fired reciprocating engines with an output of 2.5MW together with transformers, switchgear and associated control gear The Power House Commercial Road Wolverhampton WV1 3QS SO 923 982
X | SRL011-Component |  |  |  | Shovel Ready 11 Limited | [9 empty] | OCGT and Reciprocating Engines | [21 empty] | 1 x Containerised High Speed Gas-fired reciprocating engines with an output of 2.5MW together with transformers, switchgear and associated control gear The Power House Commercial Road Wolverhampton WV1 3QS SO 923 982
X | SRL011-Component |  |  |  | Shovel Ready 11 Limited | [9 empty] | OCGT and Reciprocating Engines | [21 empty] | 1 x Containerised High Speed Gas-fired reciprocating engines with an output of 2.5MW together with transformers, switchgear and associated control gear The Power House Commercial Road Wolverhampton WV1 3QS SO 923 982
X | SRL011-Component |  |  |  | Shovel Ready 11 Limited | [9 empty] | OCGT and Reciprocating Engines | [21 empty] | 1 x Containerised High Speed Gas-fired reciprocating engines with an output of 2.5MW together with transformers, switchgear and associated control gear The Power House Commercial Road Wolverhampton WV1 3QS SO 923 982
1 | SRL012 | T-4 | Capacity Auction | 2021 | Shovel Ready 12 Limited |  | Power House Darlington | Shovel Ready Limited | 02036676200 | peter.todd@shovelready.co.uk | Distribution | Non CMRS | New Build Generating CMU | Gas | OCGT and Reciprocating Engines |  | Conditionally Prequalified | Opt-In |  | 15 |  | Yes | Yes |  | 189600 | Yes | 20 |  |  | 18.96 |  |  |  | 18.962 |  |  | 1 x Containerised High Speed Gas-fired reciprocating engines with an output of 2.5MW together with transformers, switchgear and associated control gear The Power House 38 Haughton Road Darlington DL1 1ST NZ 294 149 | N/A |  |  |  | Yes | [13 empty] | Deferred
X | SRL012-Component |  |  |  | Shovel Ready 12 Limited | [9 empty] | OCGT and Reciprocating Engines | [21 empty] | 1 x Containerised High Speed Gas-fired reciprocating engines with an output of 2.5MW together with transformers, switchgear and associated control gear The Power House 38 Haughton Road Darlington DL1 1ST NZ 294 149
X | SRL012-Component |  |  |  | Shovel Ready 12 Limited | [9 empty] | OCGT and Reciprocating Engines | [21 empty] | 1 x Containerised High Speed Gas-fired reciprocating engines with an output of 2.5MW together with transformers, switchgear and associated control gear The Power House 38 Haughton Road Darlington DL1 1ST NZ 294 149
X | SRL012-Component |  |  |  | Shovel Ready 12 Limited | [9 empty] | OCGT and Reciprocating Engines | [21 empty] | 1 x Containerised High Speed Gas-fired reciprocating engines with an output of 2.5MW together with transformers, switchgear and associated control gear The Power House 38 Haughton Road Darlington DL1 1ST NZ 294 149
X | SRL012-Component |  |  |  | Shovel Ready 12 Limited | [9 empty] | OCGT and Reciprocating Engines | [21 empty] | 1 x Containerised High Speed Gas-fired reciprocating engines with an output of 2.5MW together with transformers, switchgear and associated control gear The Power House 38 Haughton Road Darlington DL1 1ST NZ 294 149
X | SRL012-Component |  |  |  | Shovel Ready 12 Limited | [9 empty] | OCGT and Reciprocating Engines | [21 empty] | 1 x Containerised High Speed Gas-fired reciprocating engines with an output of 2.5MW together with transformers, switchgear and associated control gear The Power House 38 Haughton Road Darlington DL1 1ST NZ 294 149
X | SRL012-Component |  |  |  | Shovel Ready 12 Limited | [9 empty] | OCGT and Reciprocating Engines | [21 empty] | 1 x Containerised High Speed Gas-fired reciprocating engines with an output of 2.5MW together with transformers, switchgear and associated control gear The Power House 38 Haughton Road Darlington DL1 1ST NZ 294 149
X | SRL012-Component |  |  |  | Shovel Ready 12 Limited | [9 empty] | OCGT and Reciprocating Engines | [21 empty] | 1 x Containerised High Speed Gas-fired reciprocating engines with an output of 2.5MW together with transformers, switchgear and associated control gear The Power House 38 Haughton Road Darlington DL1 1ST NZ 294 149
2 | SSE121 | T-4 | Capacity Auction | 2021 | SSE Energy Supply Limited |  | SSE DSR Unit 1 | SSE plc | 01738457343 | CMSecondaryTrading@sse.com | Distribution | Non CMRS | Unproven DSR CMU | DSR | DSR |  | Conditionally Prequalified | Opt-In |  | 1 | Yes |  |  |  | 0 |  | 50 |  |  | 43.17 |  |  |  | 43.17 |  |  | Unproven DSR Component TBA TBA | N/A |  |  |  | Yes | [13 empty] | Deferred
1 | SSE221 | T-4 | Capacity Auction | 2021 | SSE Energy Supply Limited |  | SSE DSR Unit 2 | SSE plc | 01738457343 | CMSecondaryTrading@sse.com | Distribution | Non CMRS | Unproven DSR CMU | DSR | DSR |  | Conditionally Prequalified | Opt-In |  | 1 | Yes |  |  |  | 215850 |  | 50 |  |  | 43.17 |  |  |  | 43.17 |  |  | Unproven DSR Component TBA TBA | N/A |  |  |  | Yes | [13 empty] | Deferred
2 | SSE321 | T-4 | Capacity Auction | 2021 | SSE Energy Supply Limited |  | SSE DSR Unit 3 | SSE plc | 01738457343 | CMSecondaryTrading@sse.com | Distribution | Non CMRS | Unproven DSR CMU | DSR | DSR |  | Conditionally Prequalified | Opt-In |  | 1 | Yes |  |  |  | 215850 |  | 50 |  |  | 43.17 |  |  |  | 43.17 |  |  | Unproven DSR Component TBA TBA | N/A |  |  |  | Yes | [13 empty] | Deferred
1 | SSE421 | T-4 | Capacity Auction | 2021 | SSE Energy Supply Limited |  | SSE DSR Unit 4 | SSE plc | 01738457343 | CMSecondaryTrading@sse.com | Distribution | Non CMRS | Unproven DSR CMU | DSR | DSR |  | Conditionally Prequalified | Opt-In |  | 1 | Yes |  |  |  | 107925 |  | 25 |  |  | 21.585 |  |  |  | 21.585 |  |  | Unproven DSR Component TBA TBA | N/A |  |  |  | Yes | [13 empty] | Deferred
2 | SSE521 | T-4 | Capacity Auction | 2021 | SSE Energy Supply Limited |  | SSE DSR Unit 5 | SSE plc | 01738457343 | CMSecondaryTrading@sse.com | Distribution | Non CMRS | Unproven DSR CMU | DSR | DSR |  | Conditionally Prequalified | Opt-In |  | 1 | Yes |  |  |  | 107925 |  | 25 |  |  | 21.585 |  |  |  | 21.585 |  |  | Unproven DSR Component TBA TBA | N/A |  |  |  | Yes | [13 empty] | Deferred
1 | SSE621 | T-4 | Capacity Auction | 2021 | SSE Energy Supply Limited |  | SSE DSR Unit 6 | SSE plc | 01738457343 | CMSecondaryTrading@sse.com | Distribution | Non CMRS | Unproven DSR CMU | DSR | DSR |  | Conditionally Prequalified | Opt-In |  | 1 | Yes |  |  |  | 64755 |  | 15 |  |  | 12.951 |  |  |  | 12.951 |  |  | Unproven DSR Component TBA TBA | N/A |  |  |  | Yes | [13 empty] | Deferred
2 | SSE721 | T-4 | Capacity Auction | 2021 | SSE Energy Supply Limited |  | SSE DSR Unit 7 | SSE plc | 01738457343 | CMSecondaryTrading@sse.com | Distribution | Non CMRS | Unproven DSR CMU | DSR | DSR |  | Conditionally Prequalified | Opt-In |  | 1 | Yes |  |  |  | 64755 |  | 15 |  |  | 12.951 |  |  |  | 12.951 |  |  | Unproven DSR Component TBA TBA | N/A |  |  |  | Yes | [13 empty] | Deferred
1 | SSE821 | T-4 | Capacity Auction | 2021 | SSE Energy Supply Limited |  | SSE DSR Unit 8 | SSE plc | 01738457343 | CMSecondaryTrading@sse.com | Distribution | Non CMRS | Unproven DSR CMU | DSR | DSR |  | Conditionally Prequalified | Opt-In |  | 1 | Yes |  |  |  | 43170 |  | 10 |  |  | 8.634 |  |  |  | 8.634 |  |  | Unproven DSR Component TBA TBA | N/A |  |  |  | Yes | [13 empty] | Deferred
2 | SSE921 | T-4 | Capacity Auction | 2021 | SSE Energy Supply Limited |  | SSE DSR Unit 9 | SSE plc | 01738457343 | CMSecondaryTrading@sse.com | Distribution | Non CMRS | Unproven DSR CMU | DSR | DSR |  | Conditionally Prequalified | Opt-In |  | 1 | Yes |  |  |  | 43170 |  | 10 |  |  | 8.634 |  |  |  | 8.634 |  |  | Unproven DSR Component TBA TBA | N/A |  |  |  | Yes | [13 empty] | Deferred
1 | ST-001 | T-4 | Capacity Auction | 2021 | Suncredit Solutions Limited |  | ST-001 |  | 02070605225 | info@suncredit.co.uk | Distribution | Non CMRS | New Build Generating CMU | Gas | OCGT and Reciprocating Engines |  | Conditionally Prequalified | Opt-In |  | 15 |  | Yes | Yes |  | 170660 | Yes | 18 |  |  | 17.066 |  |  |  | 17.066 |  |  | Energy Centre comprising of Lean Burn, Acoustically Treated Natural Gas Reciprocating Engines. Land off Peel Road, Fylde, FY4 5LN SD 357 314 | N/A |  |  |  | Yes | [13 empty] | Deferred
2 | ST-003 | T-4 | Capacity Auction | 2021 | Suncredit Solutions Limited |  | ST-003 |  | 02070605225 | info@suncredit.co.uk | Distribution | Non CMRS | New Build Generating CMU | Gas | OCGT and Reciprocating Engines |  | Conditionally Prequalified | Opt-In |  | 15 |  | Yes | Yes |  | 94810 | Yes | 10 |  |  | 9.481 |  |  |  | 9.481 |  |  | Energy Centre comprising of Lean Burn, Acoustically Treated Natural Gas Reciprocating Engines. Land Adjacent Sub Station (Major), Lower Dunton Road, Bulphan, Essex, SP11 9LR SU 273 493 | N/A |  |  |  | Yes | [13 empty] | Deferred
1 | ST-012 | T-4 | Capacity Auction | 2021 | Suncredit Solutions Limited |  | ST-012 |  | 02070605225 | info@suncredit.co.uk | Distribution | Non CMRS | New Build Generating CMU | Gas | OCGT and Reciprocating Engines |  | Conditionally Prequalified | Opt-In |  | 15 |  | Yes | Yes |  | 47410 | Yes | 5 |  |  | 4.741 |  |  |  | 4.741 |  |  | Energy Centre comprising of Lean Burn, Acoustically Treated Natural Gas Reciprocating Engines. Cyclopark, The Tollgate, Watling Street, Istead Rise, Gravesend, DA11 7NP TQ 637 716 | N/A |  |  |  | Yes | [13 empty] | Deferred
2 | ST-013 | T-4 | Capacity Auction | 2021 | Suncredit Solutions Limited |  | ST-013 |  | 02070605225 | info@suncredit.co.uk | Distribution | Non CMRS | New Build Generating CMU | Gas | OCGT and Reciprocating Engines |  | Conditionally Prequalified | Opt-In |  | 15 |  | Yes | Yes |  | 208580 | Yes | 22 |  |  | 20.858 |  |  |  | 20.858 |  |  | Energy Centre comprising of Lean Burn, Acoustically Treated Natural Gas Reciprocating Engines. Land west of Basildon substation, Lower Dunton Road, Basildon, Essex, SS16 6EB TQ 660 883 | N/A |  |  |  | Yes | [13 empty] | Deferred
1 | ST-019 | T-4 | Capacity Auction | 2021 | Suncredit Solutions Limited |  | ST-019 |  | 02070605225 | info@suncredit.co.uk | Distribution | Non CMRS | New Build Generating CMU | Gas | OCGT and Reciprocating Engines |  | Conditionally Prequalified | Opt-In |  | 15 |  | Yes | Yes |  | 47410 | Yes | 5 |  |  | 4.741 |  |  |  | 4.741 |  |  | Energy Centre comprising of Lean Burn, Acoustically Treated Natural Gas Reciprocating Engines. Nottinghamshire Recycling Centre, Shireoaks Road, Worksop S80 3HA SK 569 799 | N/A |  |  |  | Yes | [13 empty] | Deferred
2 | ST-030 | T-4 | Capacity Auction | 2021 | Suncredit Solutions Limited |  | ST-030 |  | 02070605225 | info@suncredit.co.uk | Distribution | Non CMRS | New Build Generating CMU | Gas | OCGT and Reciprocating Engines |  | Conditionally Prequalified | Opt-In |  | 15 |  | Yes | Yes |  | 56890 | Yes | 6 |  |  | 5.689 |  |  |  | 5.689 |  |  | Energy Centre comprising of Lean Burn, Acoustically Treated Natural Gas Reciprocating Engines. O’Brien Skip Hire, Old Droppingwell Road, Sheffield, S61 2DJ SK 388 923 | N/A |  |  |  | Yes | [13 empty] | Deferred
1 | ST-075 | T-4 | Capacity Auction | 2021 | Suncredit Solutions Limited |  | ST-075 |  | 02070605225 | info@suncredit.co.uk | Distribution | Non CMRS | New Build Generating CMU | Gas | OCGT and Reciprocating Engines |  | Conditionally Prequalified | Opt-In |  | 15 |  | Yes | Yes |  | 227540 | Yes | 24 |  |  | 22.754 |  |  |  | 22.754 |  |  | Energy Centre comprising of Lean Burn, Acoustically Treated Natural Gas Reciprocating Engines. Shaw House Farm, Clitheroe Road, Whalley, Clitheroe, BB7 9AD SD 734 369 | N/A |  |  |  | Yes | [13 empty] | Deferred
X | ST-075-Component |  |  |  | Suncredit Solutions Limited | [9 empty] | OCGT and Reciprocating Engines | [21 empty] | Energy Centre comprising of Lean Burn, Acoustically Treated Natural Gas Reciprocating Engines. Shaw House Farm, Clitheroe Road, Whalley, Clitheroe, BB7 9AD SD 734 369
2 | ST-113 | T-4 | Capacity Auction | 2021 | Suncredit Solutions Limited |  | ST-113 |  | 02070605225 | info@suncredit.co.uk | Distribution | Non CMRS | New Build Generating CMU | Gas | OCGT and Reciprocating Engines |  | Conditionally Prequalified | Opt-In |  | 15 |  | Yes | Yes |  | 37920 | Yes | 4 |  |  | 3.792 |  |  |  | 3.792 |  |  | Energy Centre comprising of Lean Burn, Acoustically Treated Natural Gas Reciprocating Engines. Part Of Plots 15 And 16 Unit Rw 1 Bankwood Lane New Rossington Doncaster DN11 0PS SK 607 987 | N/A |  |  |  | Yes | [13 empty] | Deferred
1 | ST-199 | T-4 | Capacity Auction | 2021 | Suncredit Solutions Limited |  | ST-199 |  | 02070605225 | info@suncredit.co.uk | Distribution | Non CMRS | New Build Generating CMU | Gas | OCGT and Reciprocating Engines |  | Conditionally Prequalified | Opt-In |  | 15 |  | Yes | Yes |  | 56890 | Yes | 6 |  |  | 5.689 |  |  |  | 5.689 |  |  | Energy Centre comprising of Lean Burn, Acoustically Treated Natural Gas Reciprocating Engines. Belvedere Nurseries, Belvedere Lane, Watling Street, Fenny Stratford, Milton Keynes, MK17 9JH SP 887 339 | N/A |  |  |  | Yes | [13 empty] | Deferred
2 | STAI03 | T-4 | Capacity Auction | 2021 | Peak Power Connections Limited |  | STAI03 | Peak Power Projects LLP | 01865860760 | rp@oxcp.com | Distribution | Non CMRS | New Build Generating CMU | Gas | OCGT and Reciprocating Engines |  | Conditionally Prequalified | Opt-In |  | 15 |  | Yes | Yes |  | 185350 | Yes | 19.55 |  |  | 18.535 |  |  |  | 18.535 |  |  | gas reciprocating engines. Oaks Ln, Barnsley S70 3ET SE 364 060 | N/A |  |  |  | Yes | [13 empty] | Deferred
1 | STAIN1 | T-4 | Capacity Auction | 2021 | BALANCE POWER PROJECTS LIMITED |  | STAIN1 |  | 01519580431 | enquiries@balancepower.co.uk | Distribution | Non CMRS | New Build Generating CMU | Gas | OCGT and Reciprocating Engines |  | Conditionally Prequalified | Opt-In |  | 15 |  | Yes | Yes |  | 59730 | Yes | 6.3 |  |  | 5.973 |  |  |  | 5.973 |  |  | New build power station comprised of multiple reciprocating engines Stainburn Road, Great Clifton, Derwent Valley, CA14 1TG NY 031 294 | N/A |  |  |  | Yes | [13 empty] | Deferred
2 | STAT21 | T-4 | Capacity Auction | 2021 | WG Energy Storage Limited |  | STATION LANE | Volta Energy Storage Limited | 01244405250 | richard@voltaenergystorage.co.uk | Distribution | Non CMRS | New Build Generating CMU | Storage - Battery | Storage | Yes | Conditionally Prequalified | Opt-In |  | 15 |  | Yes | Yes |  | 76890 | Yes | 8 |  |  | 7.689 |  |  |  | 7.689 |  |  | An 8MW Battery Energy Storage System Leyton Lees Battery Storage Scheme, Station Lane, Burton Leonard, Harrogate, HG3 3RX SE 312 644 | N/A |  |  |  | Yes | [13 empty] | Deferred
1 | STAY01 | T-4 | Capacity Auction | 2021 | RWE Generation UK plc |  | CMU_STAY-1 | RWE Generation UK Holdings PLC | 01793475217 | CapMarketSecondaryTrading@rwe.com | Transmission | CMRS | Existing Generating CMU | Gas | CCGT |  | Prequalified | Opt-In |  | 1 |  |  |  |  | 0 |  | 464 |  |  | 417.6 |  |  |  | 417.6 |  |  | Staythorpe 1 - CCGT Staythorpe Power Station Staythorpe Newark Nottinghamshire NG23 5PS SK 767 536 | 7210 |  |  |  | No |  |  | Metering Option (a) | No | [9 empty] | No
2 | STAY02 | T-4 | Capacity Auction | 2021 | RWE Generation UK plc |  | CMU_STAY-2 | RWE Generation UK Holdings PLC | 01793475217 | CapMarketSecondaryTrading@rwe.com | Transmission | CMRS | Existing Generating CMU | Gas | CCGT |  | Prequalified | Opt-In |  | 1 |  |  |  |  | 0 |  | 464 |  |  | 417.6 |  |  |  | 417.6 |  |  | Staythorpe 2 - CCGT Staythorpe Power Station Staythorpe Newark Nottinghamshire NG23 5PS SK 767 536 | 7210 |  |  |  | No |  |  | Metering Option (a) | No | [9 empty] | No
1 | STAY03 | T-4 | Capacity Auction | 2021 | RWE Generation UK plc |  | CMU_STAY-3 | RWE Generation UK Holdings PLC | 01793475217 | CapMarketSecondaryTrading@rwe.com | Transmission | CMRS | Existing Generating CMU | Gas | CCGT |  | Prequalified | Opt-In |  | 1 |  |  |  |  | 0 |  | 464 |  |  | 417.6 |  |  |  | 417.6 |  |  | Staythorpe 3 - CCGT Staythorpe Power Station Staythorpe Newark Nottinghamshire NG23 5PS SK 767 536 | 7210 |  |  |  | No |  |  | Metering Option (a) | No | [9 empty] | No
2 | STAY04 | T-4 | Capacity Auction | 2021 | RWE Generation UK plc |  | CMU_STAY-4 | RWE Generation UK Holdings PLC | 01793475217 | CapMarketSecondaryTrading@rwe.com | Transmission | CMRS | Existing Generating CMU | Gas | CCGT |  | Prequalified | Opt-In |  | 1 |  |  |  |  | 0 |  | 464 |  |  | 417.6 |  |  |  | 417.6 |  |  | Staythorpe 4 - CCGT Staythorpe Power Station Staythorpe Newark Nottinghamshire NG23 5PS SK 767 536 | 7210 |  |  |  | No |  |  | Metering Option (a) | No | [9 empty] | No
1 | STES30 | T-4 | Capacity Auction | 2021 | Stony Energy Storage Ltd |  | Stony Energy Storage | Renewable Energy Systems Limited | 01923299200 | edward.kenney-herbert@res-group.com | Distribution | CMRS | New Build Generating CMU | Storage - Battery | Storage | Yes | Conditionally Prequalified | Opt-In |  | 15 |  | Yes | Yes |  | 288330 | Yes | 30 |  |  | 28.833 |  |  |  | 28.833 |  |  | New build battery Land to the south west of Stony Stratford Substation Stratford Road Milton Keynes MK19 6DZ SP 777 361 | N/A |  |  |  | Yes | [13 empty] | Deferred
2 | STES50 | T-4 | Capacity Auction | 2021 | Stony Energy Storage Ltd |  | Stony Energy Storage | Renewable Energy Systems Limited | 01923299200 | edward.kenney-herbert@res-group.com | Distribution | CMRS | New Build Generating CMU | Storage - Battery | Storage | Yes | Conditionally Prequalified | Opt-In |  | 15 |  | Yes | Yes |  | 480540 | Yes | 49.999 |  |  | 48.054 |  |  |  | 48.054 |  |  | New build battery Land to the south west of Stony Stratford Substation Stratford Road Milton Keynes MK19 6DZ SP 777 361 | N/A |  |  |  | Yes | [13 empty] | Deferred
1 | StoInc | T-4 | Capacity Auction | 2021 | Hanford Waste Services Limited |  | Stoke Incinerator |  |  |  | Distribution | Non CMRS | Existing Generating CMU | Waste | Coal/biomass |  | Rejected | Opt-In |  | 1 |  |  |  |  | 0 |  | 11.159 |  |  | 9.773 |  |  |  | 11.911 |  |  | 2 stream municipal waste incinerator Stoke EfW plant Campbell Road Sideway Stoke on Trent St4 4DX SJ 877 436 | 1425793500001 |  |  |  | Yes | [13 empty] | Deferred
2 | STON1A | T-4 | Capacity Auction | 2021 | EGG 1 LIMITED |  | Stone 1 A |  | 01242312012 | cm@levelenergy.co.uk | Distribution | Non CMRS | New Build Generating CMU | Diesel | OCGT and Reciprocating Engines (Fuel Type - Diesel) |  | Conditionally Prequalified | Opt-In |  | 15 |  | Yes | Yes |  | 99080 | Yes | 10.45 |  |  | 9.908 |  |  |  | 9.908 |  |  | The site will consist of a number of reciprocating machines - it is currently envisaged that these will be diesel. Stone Pit 1, Cotton Lane, Dartford, Kent DA9 9BB TQ 567 744 | N/A |  |  |  | Yes | [13 empty] | Deferred
1 | STON2A | T-4 | Capacity Auction | 2021 | EGG 1 LIMITED |  | Stone 2A Storage |  | 01242312012 | cm@levelenergy.co.uk | Distribution | Non CMRS | New Build Generating CMU | Storage - Battery | Storage | Yes | Conditionally Prequalified | Opt-In |  | 15 |  | Yes | Yes |  | 38440 | Yes | 4 |  |  | 3.844 |  |  |  | 3.844 |  |  | Storage equipment to be installed. The storage asset will be built in an existing building. Stone Pit 1, Cotton Lane, Dartford, Kent DA9 9BB TQ567 744 | n/a |  |  |  | Yes | [13 empty] | Deferred
2 | SUEZ01 | T-4 | Capacity Auction | 2021 | SUEZ RECYCLING AND RECOVERY KIRKLEES LTD |  | Kirklees EfW |  | 01628513100 | kleem.altaf@suez.com | Distribution | Non CMRS | Existing Generating CMU | Waste | Coal/biomass |  | Prequalified | Opt-In |  | 1 |  |  |  |  | 0 |  | 10.818 |  |  | 9.474 |  |  |  | 9.501 |  |  | Existing Energy from Waste Plant Kirklees Energy from Waste Plant Vine Street Huddersfield, Yorkshire HD1 6NT SE148178 | 2300000930377 |  |  |  | No | No | Yes | Metering Option (a) | No |  |  | No | [6 empty] | No
1 | SUEZ02 | T-4 | Capacity Auction | 2021 | SUEZ RECYCLING AND RECOVERY TEES VALLEY LTD |  | STV Lines 1 and 2 EfW |  | 01628513100 | kleem.altaf@suez.com | Distribution | Non CMRS | Existing Generating CMU | Waste | Coal/biomass |  | Prequalified | Opt-In |  | 1 |  |  |  |  | 0 |  | 19.731 |  |  | 17.28 |  |  |  | 17.149 |  |  | Existing Energy from Waste Plant Tees Valley EfW Lines 1 & 2 Haverton Hill Road Billingham Cleveland TS23 1PY NZ479224 | 1594001073116 |  |  |  | No | No | Yes | Metering Option (a) | No |  |  | No | [6 empty] | No
2 | SUEZ03 | T-4 | Capacity Auction | 2021 | Northumberland Energy Recovery Limited |  | STV Line 3 EfW |  | 01628513100 | kleem.altaf@suez.com | Distribution | Non CMRS | Existing Generating CMU | Waste | Coal/biomass |  | Prequalified | Opt-In |  | 1 |  |  |  |  | 0 |  | 10.861 |  |  | 9.512 |  |  |  | 9.507 |  |  | Existing Energy from Waste Plant STV Line 3 EfW Haverton Hill Road Billingham Cleveland TS23 1PY NZ478224 | 1574000285644 |  |  |  | No | No | Yes | Metering Option (a) | No |  |  | No | [6 empty] | No
1 | SUEZ04 | T-4 | Capacity Auction | 2021 | South Tyne and Wear Energy Recovery Limited |  | STV Lines 4 & 5 EfW |  | 01628513100 | kleem.altaf@suez.com | Distribution | Non CMRS | Existing Generating CMU | Waste | Coal/biomass |  | Prequalified | Opt-In |  | 1 |  |  |  |  | 0 |  | 23.871 |  |  | 20.906 |  |  |  | 21.106 |  |  | Existing Energy from Waste Plant STV Lines 4 & 5 EfW Haverton Hill Road Billingham Cleveland TS23 1PY NZ480226 | 1574000308405 |  |  |  | No | No | Yes | Metering Option (a) | No |  |  | No | [6 empty] | No
2 | SUEZ05 | T-4 | Capacity Auction | 2021 | SUEZ RECYCLING AND RECOVERY SUFFOLK LTD |  | Suffolk EfW |  | 01628513100 | kleem.altaf@suez.com | Distribution | Non CMRS | Existing Generating CMU | Waste | Coal/biomass |  | Prequalified | Opt-In |  | 1 |  |  |  |  | 0 |  | 23.805 |  |  | 20.848 |  |  |  | 21.004 |  |  | Existing Energy from Waste Plant Suffolk EfW Lodge Lane Great Blakenham Ipswich, Suffolk IP6 0JE TM122496 | 1050000628018 |  |  |  | No | No | Yes | Metering Option (a) | No |  |  | No | [6 empty] | No
1 | SUND01 | T-4 | Capacity Auction | 2021 | RYDBERG DEVELOPMENT COMPANY LIMITED |  | SUND01 | Hartree Partners Power Holdings (UK) Limited | 02072017134 | londonpoweroperations@hplp.com | Distribution | Non CMRS | New Build Generating CMU | Gas | OCGT and Reciprocating Engines (Fuel Type - Gas) |  | Conditionally Prequalified | Opt-In |  | 15 |  | Yes | Yes |  | 56890 | Yes | 6 |  |  | 5.689 |  |  |  | 5.689 |  |  | New build power station comprised of multiple reciprocating engines. Hanover Pl, Sunderland SR4 6BY NZ 386 577 | N/A |  |  |  | Yes | [13 empty] | Deferred
2 | SUTB_1 | T-4 | Capacity Auction | 2021 | Calon Energy Limited |  | Sutton Bridge |  |  |  | Transmission | CMRS | Existing Generating CMU | Gas | CCGT |  | Prequalified | Opt-In |  | 1 |  |  |  |  | 0 |  | 819 |  |  | 737.1 |  |  |  | 737.1 |  |  | Existing CCGT Sutton Bridge Power Station Centenary Way Sutton Bridge Lincolnshire PE12 9TF TF 480 199 | 7066 |  |  |  | No |  |  |  | No | [9 empty] | No
1 | SUTT03 | T-4 | Capacity Auction | 2021 | RYDBERG DEVELOPMENT COMPANY LIMITED |  | SUTT03 | Hartree Partners Power Holdings (UK) Limited | 02072017134 | londonpoweroperations@hplp.com | Distribution | Non CMRS | New Build Generating CMU | Gas | OCGT and Reciprocating Engines (Fuel Type - Gas) |  | Conditionally Prequalified | Opt-In |  | 15 |  | Yes | Yes |  | 56890 | Yes | 6 |  |  | 5.689 |  |  |  | 5.689 |  |  | New build power station comprised of multiple reciprocating engines. 88 Coventry Road Broughton Astley Leicester LE9 6QA SP 512 938 | N/A |  |  |  | Yes | [13 empty] | Deferred
2 | SUTT04 | T-4 | Capacity Auction | 2021 | RYDBERG DEVELOPMENT COMPANY LIMITED |  | SUTT04 | Hartree Partners Power Holdings (UK) Limited | 02072017134 | londonpoweroperations@hplp.com | Distribution | Non CMRS | New Build Generating CMU | Gas | OCGT and Reciprocating Engines (Fuel Type - Gas) |  | Conditionally Prequalified | Opt-In |  | 15 |  | Yes | Yes |  | 56890 | Yes | 6 |  |  | 5.689 |  |  |  | 5.689 |  |  | New build power station comprised of multiple reciprocating engines. 88 Coventry Road Broughton Astley Leicester LE9 6QA SP 512 938 | N/A |  |  |  | Yes | [13 empty] | Deferred
1 | SVRN_1 | T-4 | Capacity Auction | 2021 | Calon Energy Limited |  | Severn Power Unit 10 |  |  |  | Transmission | CMRS | Existing Generating CMU | Gas | CCGT |  | Prequalified | Opt-In |  | 1 |  |  |  |  | 0 |  | 425 |  |  | 382.5 |  |  |  | 382.5 |  |  | Existing CCGT unit Severn Power Station West Nash Road Newport NP18 2BZ ST 324 837 | 7225 |  |  |  | No |  |  |  | No | [9 empty] | No
2 | SVRN_2 | T-4 | Capacity Auction | 2021 | Calon Energy Limited |  | Severn Power Unit 20 |  |  |  | Transmission | CMRS | Existing Generating CMU | Gas | CCGT |  | Prequalified | Opt-In |  | 1 |  |  |  |  | 0 |  | 425 |  |  | 382.5 |  |  |  | 382.5 |  |  | Existing CCGT unit Severn Power Station West Nash Road Newport NP18 2BZ ST 325 836 | 7225 |  |  |  | No |  |  |  | No | [9 empty] | No
1 | SWBS21 | T-4 | Capacity Auction | 2021 | SpectrumReserve6 Ltd. |  | Spitfire Way Battery Storage Facility |  | 02082399917 | info@gridcodepower.com | Distribution | Non CMRS | New Build Generating CMU | Storage - Battery | Storage | Yes | Conditionally Prequalified | Opt-In |  | 15 |  | Yes | Yes |  | 287370 | Yes | 29.9 |  |  | 28.737 |  |  |  | 28.737 |  |  | The facility consists of a lithium Ion battery storage system capable of importing, storing and exporting electricity. It connects to SPEN’s 33kV distribution network at 33kV. Spitfire Way, Wholeflats, Grangemouth FK3 9UB Note: This is the same location as SWGAS3. However, this site will be split, with independent connections, companies and planning permissions. We have uploaded a map to show exact location. NS 937 801 | N/A |  |  |  | Yes | [13 empty] | Deferred
2 | SWGAS3 | T-4 | Capacity Auction | 2021 | GridCodePower Ltd |  | Spitfire Way Reserve Power Facility |  | 02082399917 | info@gridcodepower.com | Distribution | Non CMRS | New Build Generating CMU | Gas | OCGT and Reciprocating Engines (Fuel Type - Gas) |  | Conditionally Prequalified | Opt-In |  | 15 |  | Yes | Yes |  | 199100 | Yes | 21 |  |  | 19.91 |  |  |  | 19.91 |  |  | 21MW connecting at 33kV SPEN consisting of a number of gas generating sets. Spitfire Way, Wholeflats, Grangemouth FK3 9UB Note: this is the same location as SWBS21. However, this site will be split and each CMU will have its own connection agreement, company and planning permission. We have uploaded a map to show exact location. NS 937 801 | N/A |  |  |  | Yes | [13 empty] | Deferred
1 | SZ1-17 | T-4 | Capacity Auction | 2021 | EDF Energy Nuclear Generation Limited |  | Sizewell B Power Station CMU 1 | EDF Energy Holdings Limited | 01452653775 | EDFEnergyCMSecondaryTrading@edfenergy.com | Transmission | CMRS | Existing Generating CMU | Nuclear | Nuclear |  | Prequalified | Opt-In |  | 1 |  |  |  |  | 0 |  | 616 |  |  | 525.078 |  |  |  | 551.503 |  |  | Sizewell B Power Station CMU 1: [SZ1-17] T_SIZB-1 + (50% x T_SIZB-D) EDF Energy, Sizewell B power station, Nr Leiston, Suffolk, IP16 4UR TM 474 635 | 6036 |  |  |  | No |  |  |  | No | [9 empty] | No
2 | SZ2-17 | T-4 | Capacity Auction | 2021 | EDF Energy Nuclear Generation Limited |  | Sizewell B Power Station CMU 2 | EDF Energy Holdings Limited | 01452653775 | EDFEnergyCMSecondaryTrading@edfenergy.com | Transmission | CMRS | Existing Generating CMU | Nuclear | Nuclear |  | Prequalified | Opt-In |  | 1 |  |  |  |  | 0 |  | 616 |  |  | 525.078 |  |  |  | 551.503 |  |  | Sizewell B Power Station CMU 2: [SZ2-17] T_SIZB-2 + (50% x T_SIZB-D) EDF Energy, Sizewell B power station, Nr Leiston, Suffolk, IP16 4UR TM 474 635 | 6036 |  |  |  | No |  |  |  | No | [9 empty] | No
1 | TAYL32 | T-4 | Capacity Auction | 2021 | Uniper Global Commodities SE | Applications and Correspondence on behalf of UGC SE | Taylor's Lane GT2 (140 MW TEC) | Uniper Holding GmbH | 01213294545 | UniperUK.PowerTrading@uniper.energy | Distribution | CMRS | Existing Generating CMU | Diesel | OCGT and Reciprocating Engines (Fuel Type - Diesel) |  | Prequalified | Opt-In |  | 1 |  |  |  |  | 0 |  | 73.858 |  |  | 70.025 |  |  |  | 70.159 |  |  | Taylor's Lane OCGT GT Unit 2 Unit fuelled by Gas Oil as specified in BS2869 Class A2 Please see letter uploaded to metering section that explains calculation of Connection Capacity Brentfield Road Willesden London NW10 8JP TQ 209 844 | 5538 |  |  |  | No | Yes | Yes | Metering Option (a) | No | [9 empty] | Yes
2 | TAYL33 | T-4 | Capacity Auction | 2021 | Uniper Global Commodities SE | Applications and Correspondence on behalf of UGC SE | Taylor's Lane GT3 (140 MW TEC) | Uniper Holding GmbH | 01213294545 | UniperUK.PowerTrading@uniper.energy | Distribution | CMRS | Existing Generating CMU | Diesel | OCGT and Reciprocating Engines (Fuel Type - Diesel) |  | Prequalified | Opt-In |  | 1 |  |  |  |  | 0 |  | 65.858 |  |  | 62.44 |  |  |  | 62.575 |  |  | Taylor's Lane OCGT GT Unit 3 Unit fuelled by Gas Oil as specified in BS 2869 Class A2 Please see letter uploaded to metering section that explains the calculation of Connection Capacity Brentfield Road Willesden London NW10 8JP TQ 209 844 | 5538 |  |  |  | No | Yes | Yes | Metering Option (a) | No | [9 empty] | Yes
1 | TAYP03 | T-4 | Capacity Auction | 2021 | Tay Power Limited |  | Tay Power | Apus Eergy Limited | 02920547206 | matthew.tucker@welshpower.com | Distribution | Non CMRS | New Build Generating CMU | Gas | OCGT and Reciprocating Engines |  | Conditionally Prequalified | Opt-In |  | 15 |  | Yes | Yes |  | 130840 | Yes | 13.8 |  |  | 13.084 |  |  |  | 13.273 |  |  | 14 MW power plant comprising 7 x 2MW gas reciprocating engines. The power plant will be connected to the local distribution and gas network. Units 13 &14 Ashmount Business Park Upper Fforest Way Swansea SA6 8QR SS 679 983 | N/A |  |  |  | Yes | [13 empty] | Deferred
2 | TBSLTD | T-4 | Capacity Auction | 2021 | Taunton Battery Storage Limited |  | Fideoak |  | 07905020531 | laura@voxenergy.co.uk | Distribution | Non CMRS | New Build Generating CMU | Storage - Battery | Storage | Yes | Conditionally Prequalified | Opt-In |  | 15 |  | Yes |  |  | 286210 |  | 29.78 |  |  | 28.622 |  |  |  | 30.351 |  |  | The CMU is a 30MW lithium iron battery storage Fideoak Mills, Upcott Road, Bishops Hull, Taunton, TA4 1AF ST189 249 | N/A |  |  |  | Yes | [13 empty] | Deferred
1 | TCBSCM | T-4 | Capacity Auction | 2021 | Ecotricity (Next Generation) Limited |  | Thornycroft Battery Storage | Ecotricity Group Ltd | 01453756111 | info@ecotricity.co.uk | Distribution | Non CMRS | New Build Generating CMU | Storage - Battery | Storage | Yes | Conditionally Prequalified | Opt-In |  | 15 |  | Yes | Yes |  | 92840 | Yes | 9.66 |  |  | 9.284 |  |  |  | 9.611 |  |  | This CMU is formed of a battery bank and PCS capable of providing 10MW of power. The system is connected via switch gear and a transformer to the distribution network in SSE's Southern England region. Land to the west of West Ham Waterworks, Churchill Way W, Basingstoke RG21 6YR SU 625 523 | N/A |  |  |  | Yes | [13 empty] | Deferred
2 | TEEL01 | T-4 | Capacity Auction | 2021 | TEES ECO ENERGY LTD |  | Tees Eco Energy |  | 02030962158 | sarah-jane@teeseco.co.uk | Distribution | Non CMRS | New Build Generating CMU | Waste | Coal/biomass |  | Conditionally Prequalified | Opt-In |  | 15 |  | Yes | Yes |  | 340690 | Yes | 38.9 |  |  | 34.069 |  |  |  | 34.156 |  |  | The facility will be an Energy from Waste plant burning 360,000t of Refuse Derived Fuel per annum to produce electricity Billingham Reach Industrial Estate, Haverton hill Road, Billingham, UK, TS23 1PX NZ 477 215 | N/A |  |  |  | Yes | [13 empty] | Deferred
1 | TEES17 | T-4 | Capacity Auction | 2021 | Teesside Hire Limited | P3P Energy Management NE Limited | Spark Steam Energy Centre | Pantechnicon Capital Limited | 02072018989 | sally-ann.dear@triplepoint.co.uk | Distribution | Non CMRS | Existing Generating CMU | Gas | CHP and autogeneration |  | Prequalified | Opt-In |  | 1 |  |  |  |  | 0 |  | 6.74 |  |  | 6.066 |  |  |  | 5.94 |  |  | The CMU component TEES01 is one gas-fired Jenbacher CHP engine. It will be supplying heat, CO2 and power to the on-site tomato Nursery all year. Tees Valley Nursery, The Moat, Belasis Hall, TS23 4ED NZ480234 | 1574000327773 |  |  |  | No | No | Yes | Metering Option (a) | No |  |  | No | [6 empty] | No
X | TEES17-Component |  |  |  | Teesside Hire Limited | [9 empty] | CHP and autogeneration | [21 empty] | The CMU component TEES02 is one gas-fired Jenbacher CHP engine. It will be supplying heat, CO2 and power to the on-site tomato Nursery all year. Tees Valley Nursery, The Moat, Belasis Hall, TS23 4ED NZ480234
2 | Tetra1 | T-4 | Capacity Auction | 2021 | Tetragen (Knapton) (UK) Ltd |  | Tetragen (Knapton) |  | 01132589576 | darrell@darrellsmith.biz | Distribution | Non CMRS | New Build Generating CMU | Waste | CHP and autogeneration |  | Conditionally Prequalified | Opt-In |  | 15 |  | Yes | Yes |  | 67370 | Yes | 7.485 |  |  | 6.737 |  |  |  | 6.737 |  |  | An energy from waste development adjacent to an existing waste management facility at Knapton Quarry Landfill, North Yorkshire, YO17 8JA. The plant will be fully CHP enabled advanced gasification waste to energy facility delivering 7.485 MW of capacity. Knapton Quarry, Malton, YO17 8JA SE 887 750 | N/A |  |  |  | Yes | [13 empty] | Deferred
1 | TGPP01 | T-4 | Capacity Auction | 2021 | Teesside Gas &amp; Liquids Processing |  | TGPP01 | TGPP 1 LIMITED | 02031594180 | andy.heppel@nsmp-limited.com | Distribution | Non CMRS | New Build Generating CMU | Gas | OCGT and Reciprocating Engines (Fuel Type - Gas) |  | Conditionally Prequalified | Opt-In |  | 15 |  | Yes | Yes |  | 33180 | Yes | 3.5 |  |  | 3.318 |  |  |  | 3.318 |  |  | New build power station comprised of multiple reciprocating engines. Land at Seal Sands Road, Seal Sands, Middlesbrough, TS2 1UB NZ 517 240 | N/A |  |  |  | Yes | [13 empty] | Deferred
2 | TGPP02 | T-4 | Capacity Auction | 2021 | Teesside Gas &amp; Liquids Processing |  | TGPP02 | TGPP 1 LIMITED | 02031594180 | andy.heppel@nsmp-limited.com | Distribution | Non CMRS | New Build Generating CMU | Gas | OCGT and Reciprocating Engines (Fuel Type - Gas) |  | Conditionally Prequalified | Opt-In |  | 15 |  | Yes | Yes |  | 18960 | Yes | 2 |  |  | 1.896 |  |  |  | 1.896 |  |  | New build power station comprised of multiple reciprocating engines. Land at Seal Sands Road, Seal Sands, Middlesbrough, TS2 1UB NZ 517 240 | N/A |  |  |  | Yes | [13 empty] | Deferred
1 | TGW2E1 | T-4 | Capacity Auction | 2021 | Thames Gateway Waste to Energy Limited |  | THAMES GATEWAY SG |  |  |  | Distribution | Non CMRS | New Build Generating CMU | Gas | OCGT and Reciprocating Engines |  | Conditionally Prequalified | Opt-In |  | 15 |  | Yes | Yes |  | 75850 | Yes | 8 |  |  | 7.585 |  |  |  | 7.585 |  |  | Reciprocating engines London Sustainable Industries Park Clove Street (off Choats Road) Dagenham Dock Greater London RM9 6RL For some reason, the official post code when searched on a map, does not tie accurately to the site and therefore the applicant has also provided the following the post code (RM9 6LF), which is next to the London Sustainable Industries Park where the development will take place. TQ485828 | N/A |  |  |  | Yes | [13 empty] | Deferred
2 | THAT21 | T-4 | Capacity Auction | 2021 | SSEPG (Operations) Limited |  | Thatcham | SSE Generation Limited | 01738457343 | CMSecondaryTrading@sse.com | Distribution | Non CMRS | Existing Generating CMU | Diesel | OCGT and Reciprocating Engines (Fuel Type - Diesel) |  | Prequalified | Opt-In |  | 1 |  |  |  |  | 0 |  | 8.778 |  |  | 8.322 |  |  |  | 8.322 |  |  | 6 x reciprocating engines Thatcham Grid Substation, Piper's Lane, Off Station Road, Thatcham, RG19 4NA SU528664 | 2000050928900 |  |  |  | No | No | Yes | Metering Option (a) | No |  |  | No | [6 empty] | No
1 | THOR21 | T-4 | Capacity Auction | 2021 | Walker & Son (Hauliers) Limited |  | THORNHILL |  | 01777874926 | lee.bartrop@walker-tuxford.co.uk | Distribution | Non CMRS | New Build Generating CMU | Gas | OCGT and Reciprocating Engines (Fuel Type - Gas) |  | Conditionally Prequalified | Opt-In |  | 15 |  | Yes | Yes |  | 189620 | Yes | 20 |  |  | 18.962 |  |  |  | 18.962 |  |  | A 20MW new build gas generating station. Calder Road, Dewsbury, WF12 9ED SE 230 202 | N/A |  |  |  | Yes | [13 empty] | Deferred
2 | TMARSH | T-4 | Capacity Auction | 2021 | Thorpe Marsh Power Limited |  | Thorpe Marsh CCGT |  | 07502428265 | mpankhurst@carltonpower.co.uk | Transmission | CMRS | New Build Generating CMU | Gas | CCGT |  | Conditionally Prequalified | Opt-In |  | 15 |  | Yes |  |  | 14400000 |  | 1600 |  |  | 1440 |  |  |  | 1440 |  |  | CCGT Unit Thorpe Marsh Power Station, nr Barnby Dun, Doncaster DN3 1ET SE 605 098 | N/A |  |  |  | Yes | [13 empty] | Deferred
1 | Tmpl01 | T-4 | Capacity Auction | 2021 | CS13 limited |  | Templeborough | Clearstone Energy Limited | 02038686600 | info@clearstoneenergy.com | Distribution | Non CMRS | New Build Generating CMU | Gas | OCGT and Reciprocating Engines (Fuel Type - Gas) |  | Conditionally Prequalified | Opt-In |  | 15 |  | Yes | Yes |  | 189620 |  | 20 |  |  | 18.962 |  |  |  | 18.962 |  |  | The proposed power plant would consist of a number new highly efficient gas fired generating units plus ancillary equipment. Each genset is based on advanced reciprocating engine technology. Land to west of Grange Lane Brinsworth Rotherham S60 1FG SK 411 911 | n/a |  |  |  | Yes | [13 empty] | Deferred
2 | TN1-17 | T-4 | Capacity Auction | 2021 | EDF Energy Nuclear Generation Limited |  | Torness Power Station CMU 1 | EDF Energy Holdings Limited | 01452653775 | EDFEnergyCMSecondaryTrading@edfenergy.com | Transmission | CMRS | Existing Generating CMU | Nuclear | Nuclear |  | Prequalified | Opt-In |  | 1 |  |  |  |  | 0 |  | 623.435 |  |  | 531.416 |  |  |  | 531.416 |  |  | Torness Power Station CMU 1: [TN1-17] T_TORN-1 + (50% x T_TORN-D) EDF Energy, Torness power station, Torness, Dunbar, East Lothian, EH42 1QS NT 745 752 | 8302 |  |  |  | No |  |  |  | No | [9 empty] | No
1 | TN2-17 | T-4 | Capacity Auction | 2021 | EDF Energy Nuclear Generation Limited |  | Torness Power Station CMU 2 | EDF Energy Holdings Limited | 01452653775 | EDFEnergyCMSecondaryTrading@edfenergy.com | Transmission | CMRS | Existing Generating CMU | Nuclear | Nuclear |  | Prequalified | Opt-In |  | 1 |  |  |  |  | 0 |  | 633.935 |  |  | 540.366 |  |  |  | 540.366 |  |  | Torness Power Station CMU 2: [TN2-17] T_TORN-2 + (50% x T_TORN-D) EDF Energy, Torness power station, Torness, Dunbar, East Lothian, EH42 1QS NT 745 752 | 8302 |  |  |  | No |  |  |  | No | [9 empty] | No
2 | TRAF20 | T-4 | Capacity Auction | 2021 | IGP Number 7 Limited |  | Trafford | Island Green Power | 02037526691 | info@islandgp.com | Distribution | Non CMRS | New Build Generating CMU | Gas | OCGT and Reciprocating Engines (Fuel Type - Gas) |  | Conditionally Prequalified | Opt-In |  | 15 |  | Yes | Yes |  | 187720 | Yes | 19.8 |  |  | 18.772 |  |  |  | 18.962 |  |  | The proposed power plant would consist of several new generating units and ancillary equipment. Each generating set will be secured within spate acoustically protected enclosures with low visual impact. The generator units are accompanied on site by generator transformers, switchgear units and a site transformer to allow connection to the distribution network at the connection voltage, fuel reception equipment, and a site welfare facility and office. Elevator Road, Stretford, Manchester, M17 1BR SJ 801 968 | N/A |  |  |  | Yes | [13 empty] | Deferred
1 | TRAFFO | T-4 | Capacity Auction | 2021 | Wainstones Energy Limited |  | Trafford Power CCGT |  | 07502428265 | mpankhurst@carltonpower.co.uk | Transmission | CMRS | New Build Generating CMU | Gas | CCGT |  | Conditionally Prequalified | Opt-In |  | 15 |  | Yes |  |  | 16200000 |  | 1800 |  |  | 1620 |  |  |  | 1620 |  |  | New combined cycle power station comprising the latest technology gas turbines, heat recovery steam generators, steam turbines and associated balance of plant. This will be constructed on Carrington Manchester 132 Manchester Road, Carrington, Manchester, M31 4AY SJ 728930 | N/A |  |  |  | Yes | [13 empty] | Deferred
2 | TRAN05 | T-4 | Capacity Auction | 2021 | Peak Power Connections Limited |  | TRAN05 | Peak Power Projects LLP | 01865860760 | rp@oxcp.com | Distribution | Non CMRS | New Build Generating CMU | Gas | OCGT and Reciprocating Engines |  | Conditionally Prequalified | Opt-In |  | 15 |  | Yes | Yes |  | 92680 | Yes | 9.775 |  |  | 9.268 |  |  |  | 9.268 |  |  | gas reciprocating engines. Woolaston Road, Park Farm, Redditch, B98 7SG SP 062 657 | N/A |  |  |  | Yes | [13 empty] | Deferred
1 | TREH17 | T-4 | Capacity Auction | 2021 | Trent RE Limited |  | Holditch | Advica Holdings Limited | 02037099760 | info@advica.co.uk | Distribution | Non CMRS | Refurbishing Generating CMU | Gas | OCGT and Reciprocating Engines (Fuel Type - Gas) |  | Prequalified | Opt-In |  | 15 |  |  |  |  | 0 |  | 9.36 |  |  |  | 8.874 | 8.874 | Opt-Out |  | 8.8742 | 8.8742 | The CMU Component is made of brand new gas-fired engines Lymedale Business Park, Holditch Road, Newcastle-under-Lyme, ST5 9JA SJ 837 482 | 1422886500007 / 1422886500000 |  |  |  | Yes | [13 empty] | Deferred
X | TREH17-Component |  |  |  | Trent RE Limited | [9 empty] | OCGT and Reciprocating Engines (Fuel Type - Gas) | [21 empty] | The CMU Component is made up of gas-fired engines
2 | TREK17 | T-4 | Capacity Auction | 2021 | Trent RE Limited |  | Knypersley | Advica Holdings Limited | 02037099760 | info@advica.co.uk | Distribution | Non CMRS | Refurbishing Generating CMU | Gas | OCGT and Reciprocating Engines (Fuel Type - Diesel) |  | Prequalified | Opt-In |  | 15 |  |  |  |  | 0 |  | 8 |  |  |  | 7.585 | 7.585 | Opt-Out |  | 7.5848 | 7.5848 | The CMU Component is made up of brand new gas-fired engines. Knypersley Generation Unit G, Brown Lees Industrial Estate, Knypersley, Staffordshire, ST8 7DN SJ 879 557 | 1426886500004 |  |  |  | Yes | [13 empty] | Deferred
X | TREK17-Component |  |  |  | Trent RE Limited | [9 empty] | OCGT and Reciprocating Engines (Fuel Type - Gas) | [21 empty] | The CMU Component is made up of reciprocating diesel engines. SJ 879 577
1 | TS17_1 | T-4 | Capacity Auction | 2021 | Tata Steel UK Limited |  | Multisite_16 | Corus Group Limited | 02077174444 | feedback@tatasteel.com | Distribution | Non CMRS | Proven DSR CMU | DSR | DSR |  | Prequalified | Opt-In |  | 1 |  |  |  |  | 0 |  | 25.362 | 25.362 |  | 21.898 |  |  |  | 21.898 |  |  | Industrial Steelmaking / Manufacturing Site. The DSR capacity (MW) is the proven DSR capacity. Llanwern Steelworks Newport Gwent NP19 4QZ United Kingdom ST 394 861 | T_LLWSD-1 |  |  |  | No | No | Yes | Metering Option (a) | No |  |  | No | [6 empty] | No
2 | TS17_3 | T-4 | Capacity Auction | 2021 | Tata Steel UK Limited |  | Multi Site_16 Other | Corus Group Limited | 02077174444 | feedback@tatasteel.com | Distribution | Non CMRS | Proven DSR CMU | DSR | DSR |  | Prequalified | Opt-In |  | 1 |  |  |  |  | 0 |  | 13.701 | 13.701 |  | 7 |  |  |  | 11.829 |  |  | Manufacturing site providing demand response Trostre Works Llanelli Carmarthenshire SA14 9SD SS 529 994 | 2100040007060 |  |  |  | No | No | Yes | Metering Option (a) | No |  |  | No | [6 empty] | No
X | TS17_3-Component |  |  |  | Tata Steel UK Limited | [9 empty] | DSR | [21 empty] | Manufacturing site providing demand response Trostre Works Llanelli Carmarthenshire SA14 9SD SS 529 994
X | TS17_3-Component |  |  |  | Tata Steel UK Limited | [9 empty] | DSR | [21 empty] | Manufacturing site providing demand response Trostre Works Llanelli Carmarthenshire SA14 9SD SS 529 994
X | TS17_3-Component |  |  |  | Tata Steel UK Limited | [9 empty] | DSR | [21 empty] | Manufacturing site providing demand response Trostre Works Llanelli Carmarthenshire SA14 9SD SS 529 994
X | TS17_3-Component |  |  |  | Tata Steel UK Limited | [9 empty] | DSR | [21 empty] | Manufacturing site providing demand response Trostre Works Llanelli Carmarthenshire SA14 9SD SS 529 994
X | TS17_3-Component |  |  |  | Tata Steel UK Limited | [9 empty] | DSR | [21 empty] | Manufacturing site providing demand response Trostre Works Llanelli Carmarthenshire SA14 9SD SS 529 994
X | TS17_3-Component |  |  |  | Tata Steel UK Limited | [9 empty] | DSR | [21 empty] | Manufacturing site providing demand response Trostre Works Llanelli Carmarthenshire SA14 9SD SS 529 994
X | TS17_3-Component |  |  |  | Tata Steel UK Limited | [9 empty] | DSR | [21 empty] | Manufacturing site providing demand response Trostre Works Llanelli Carmarthenshire SA14 9SD SS 529 994
X | TS17_3-Component |  |  |  | Tata Steel UK Limited | [9 empty] | DSR | [21 empty] | Manufacturing site providing demand response Trostre Works Llanelli Carmarthenshire SA14 9SD SS 529 994
X | TS17_3-Component |  |  |  | Tata Steel UK Limited | [9 empty] | DSR | [21 empty] | Manufacturing site providing demand response Trostre Works Llanelli Carmarthenshire SA14 9SD SS 529 994
1 | TS17_5 | T-4 | Capacity Auction | 2021 | Tata Steel UK Limited |  | Multisite_5 | Corus Group Limited | 02077174444 | feedback@tatasteel.com | Distribution | Non CMRS | Unproven DSR CMU | DSR | DSR |  | Conditionally Prequalified | Opt-In |  | 1 | Yes |  |  |  | 100000 |  | 23.164 |  |  | 20 |  |  |  | 20 |  |  | Industrial process within the Tata Steel estate - specific installations TBC N/A as prequalification stage for an unproven DSR CMU the components are not finalised. No Grid Reference as unproven DSR so components tbd. | N/A - components not determined as unproven |  |  |  | Yes | [13 empty] | Deferred
2 | TUM121 | T-4 | Capacity Auction | 2021 | SSE Generation Limited |  | Tummel 1 | SSE plc | 01738457343 | CMSecondaryTrading@sse.com | Distribution | Non CMRS | Refurbishing Generating CMU | Hydro | Hydro |  | Prequalified | Opt-In |  | 15 |  |  |  |  | 0 |  | 17 |  |  |  | 14.946 | 14.946 | Opt-In |  | 14.9464 | 14.9464 | Post-refurbishment generating unit 1: single hydro turbine & synchronous generator Tummel Power Station, Pitlochry, Perthshire, PH16 5SB NN763590 | 1700051768929 |  |  |  | No | No | Yes | Metering Option (a) | No |  |  | No | [6 empty] | No
X | TUM121-Component |  |  |  | SSE Generation Limited | [9 empty] | Hydro | [21 empty] | Pre-refurbishment generating unit 1: single hydro turbine & synchronous generator
1 | TUM221 | T-4 | Capacity Auction | 2021 | SSE Generation Limited |  | Tummel 2 | SSE plc | 01738457343 | CMSecondaryTrading@sse.com | Distribution | Non CMRS | Refurbishing Generating CMU | Hydro | Hydro |  | Prequalified | Opt-In |  | 15 |  |  |  |  | 0 |  | 17 |  |  |  | 14.946 | 14.946 | Opt-In |  | 14.9464 | 14.9464 | Post-refurbishment generating unit 2: single hydro turbine & synchronous generator Tummel Power Station, Pitlochry, Perthshire, PH16 5SB NN763590 | 1700051768947 |  |  |  | No | No | Yes | Metering Option (a) | No |  |  | No | [6 empty] | No
X | TUM221-Component |  |  |  | SSE Generation Limited | [9 empty] | Hydro | [21 empty] | Pre-refurbishment generating unit 2: single hydro turbine & synchronous generator
2 | TWI111 | T-4 | Capacity Auction | 2021 | PINXTON ENERGY LIMITED |  | TWI111 | Benergy EOOD | 07772563765 | lyricenergy@gmail.com | Distribution | Non CMRS | New Build Generating CMU | Gas | OCGT and Reciprocating Engines (Fuel Type - Gas) |  | Conditionally Prequalified | Opt-In |  | 15 |  | Yes | Yes |  | 189620 | Yes | 20 |  |  | 18.962 |  |  |  | 18.962 |  |  | NEW BUILD GAS GENERATION STATION TWIN OAKS FARM LAND TO THE EAST OF YELT FARM LOWER STREET DOVERIDGE DE6 5JW SK 127 331 | N/A |  |  |  | Yes | [13 empty] | Deferred
1 | UKDR01 | T-4 | Capacity Auction | 2021 | UK Dynamic Reserve Limited |  | UKDR01 | Repono Holdco 1 Limited | 01217121970 | trading@ukpowerreserve.com | Distribution | Non CMRS | New Build Generating CMU | Storage - Battery | Storage | Yes | Conditionally Prequalified | Opt-In |  | 15 |  | Yes | Yes |  | 192220 |  | 20 |  |  | 19.222 |  |  |  | 19.222 |  |  | The CMU will be formed of multiple individual storage units controlled centrally and exporting to the distribution system. Former National Cars, Stopgate Lane, Simonswood, Liverpool L33 4YA SD427007 | N/A |  |  |  | Yes | [13 empty] | Deferred
2 | UKDR02 | T-4 | Capacity Auction | 2021 | UK Dynamic Reserve Limited |  | UKDR02 | Repono Holdco 1 Limited | 01217121970 | trading@ukpowerreserve.com | Distribution | Non CMRS | New Build Generating CMU | Storage - Battery | Storage | Yes | Conditionally Prequalified | Opt-In |  | 15 |  | Yes | Yes |  | 192220 |  | 20 |  |  | 19.222 |  |  |  | 19.222 |  |  | The CMU will be formed of multiple individual storage units controlled centrally and exporting to the distribution system. Former National Cars, Stopgate Lane, Simonswood, Liverpool L33 4YA SD427007 | N/A |  |  |  | Yes | [13 empty] | Deferred
1 | UKDR03 | T-4 | Capacity Auction | 2021 | UK Dynamic Reserve Limited |  | UKDR03 | Repono Holdco 1 Limited | 01217121970 | trading@ukpowerreserve.com | Distribution | Non CMRS | New Build Generating CMU | Storage - Battery | Storage | Yes | Conditionally Prequalified | Opt-In |  | 15 |  | Yes | Yes |  | 76890 |  | 8 |  |  | 7.689 |  |  |  | 7.689 |  |  | The CMU will be formed of multiple individual storage units controlled centrally and exporting to the distribution system. Land off Ash Road, Elton, Chester CH2 4LB SJ466760 | N/A |  |  |  | Yes | [13 empty] | Deferred
2 | UKDR04 | T-4 | Capacity Auction | 2021 | UK Dynamic Reserve Limited |  | UKDR04 | Repono Holdco 1 Limited | 01217121970 | trading@ukpowerreserve.com | Distribution | Non CMRS | New Build Generating CMU | Storage - Battery | Storage | Yes | Conditionally Prequalified | Opt-In |  | 15 |  | Yes | Yes |  | 192220 |  | 20 |  |  | 19.222 |  |  |  | 19.222 |  |  | The CMU will be formed of multiple individual storage units controlled centrally and exporting to the distribution system. Land off Ash Road, Elton, Chester CH2 4LB SJ466760 | N/A |  |  |  | Yes | [13 empty] | Deferred
1 | UKDR05 | T-4 | Capacity Auction | 2021 | UK Dynamic Reserve Limited |  | UKDR05 | Repono Holdco 1 Limited | 01217121970 | trading@ukpowerreserve.com | Distribution | Non CMRS | New Build Generating CMU | Storage - Battery | Storage | Yes | Conditionally Prequalified | Opt-In |  | 15 |  | Yes | Yes |  | 192220 |  | 20 |  |  | 19.222 |  |  |  | 19.222 |  |  | The CMU will be formed of multiple individual storage units controlled centrally and exporting to the distribution system. Land off Ash Road, Elton, Chester CH2 4LB SJ466760 | N/A |  |  |  | Yes | [13 empty] | Deferred
2 | UKDR06 | T-4 | Capacity Auction | 2021 | UK Dynamic Reserve Limited |  | UKDR06 | Repono Holdco 1 Limited | 01217121970 | trading@ukpowerreserve.com | Distribution | Non CMRS | New Build Generating CMU | Storage - Battery | Storage | Yes | Conditionally Prequalified | Opt-In |  | 15 |  | Yes | Yes |  | 192220 |  | 20 |  |  | 19.222 |  |  |  | 19.222 |  |  | The CMU will be formed of multiple individual storage units controlled centrally and exporting to the distribution system. Marsh Lane, Boston, Lincolnshire PE21 7SH TF335418 | N/A |  |  |  | Yes | [13 empty] | Deferred
1 | UKDR07 | T-4 | Capacity Auction | 2021 | UK Dynamic Reserve Limited |  | UKDR07 | Repono Holdco 1 Limited | 01217121970 | trading@ukpowerreserve.com | Distribution | Non CMRS | New Build Generating CMU | Storage - Battery | Storage | Yes | Conditionally Prequalified | Opt-In |  | 15 |  | Yes | Yes |  | 192220 |  | 20 |  |  | 19.222 |  |  |  | 19.222 |  |  | The CMU will be formed of multiple individual storage units controlled centrally and exporting to the distribution system. Marsh Lane, Boston, Lincolnshire PE21 7SH TF335418 | N/A |  |  |  | Yes | [13 empty] | Deferred
2 | UKDR08 | T-4 | Capacity Auction | 2021 | UK Dynamic Reserve Limited |  | UKDR08 | Repono Holdco 1 Limited | 01217121970 | trading@ukpowerreserve.com | Distribution | Non CMRS | New Build Generating CMU | Storage - Battery | Storage | Yes | Conditionally Prequalified | Opt-In |  | 15 |  | Yes | Yes |  | 192220 | Yes | 20 |  |  | 19.222 |  |  |  | 19.222 |  |  | The CMU will be formed of multiple individual storage units controlled centrally and exporting to the distribution system. Land Adjoining the A6144 Manchester Road, Carrington M31 4QN SJ723925 | N/A |  |  |  | Yes | [13 empty] | Deferred
1 | UKDR09 | T-4 | Capacity Auction | 2021 | UK Dynamic Reserve Limited |  | UKDR09 | Repono Holdco 1 Limited | 01217121970 | trading@ukpowerreserve.com | Distribution | Non CMRS | New Build Generating CMU | Storage - Battery | Storage | Yes | Conditionally Prequalified | Opt-In |  | 15 |  | Yes | Yes |  | 192220 | Yes | 20 |  |  | 19.222 |  |  |  | 19.222 |  |  | The CMU will be formed of multiple individual storage units controlled centrally and exporting to the distribution system. Land South of Stanlow, Oil Sites Road, Ellesmere Port CH65 4EY SJ419763 | N/A |  |  |  | Yes | [13 empty] | Deferred
2 | UKDR10 | T-4 | Capacity Auction | 2021 | UK Dynamic Reserve Limited |  | UKDR10 | Repono Holdco 1 Limited | 01217121970 | trading@ukpowerreserve.com | Distribution | Non CMRS | New Build Generating CMU | Storage - Battery | Storage | Yes | Conditionally Prequalified | Opt-In |  | 15 |  | Yes | Yes |  | 192220 | Yes | 20 |  |  | 19.222 |  |  |  | 19.222 |  |  | The CMU will be formed of multiple individual storage units controlled centrally and exporting to the distribution system. Boundary Street, Wigan WN1 3AP SD588051 | N/A |  |  |  | Yes | [13 empty] | Deferred
1 | UKDR11 | T-4 | Capacity Auction | 2021 | UK Dynamic Reserve Limited |  | UKDR11 | Repono Holdco 1 Limited | 01217121970 | trading@ukpowerreserve.com | Distribution | Non CMRS | New Build Generating CMU | Storage - Battery | Storage | Yes | Conditionally Prequalified | Opt-In |  | 15 |  | Yes | Yes |  | 76890 | Yes | 8 |  |  | 7.689 |  |  |  | 7.689 |  |  | The CMU will be formed of multiple individual storage units controlled centrally and exporting to the distribution system. Queenborough Road, Sheerness ME12 3RL TQ926713 | N/A |  |  |  | Yes | [13 empty] | Deferred
2 | UKDR12 | T-4 | Capacity Auction | 2021 | UK Dynamic Reserve Limited |  | UKDR12 | Repono Holdco 1 Limited | 01217121970 | trading@ukpowerreserve.com | Distribution | Non CMRS | New Build Generating CMU | Storage - Battery | Storage | Yes | Conditionally Prequalified | Opt-In |  | 15 |  | Yes | Yes |  | 192220 | Yes | 20 |  |  | 19.222 |  |  |  | 19.222 |  |  | The CMU will be formed of multiple individual storage units controlled centrally and exporting to the distribution system. Fields New Road, Chadderton, Oldham OL9 8NT SD904043 | N/A |  |  |  | Yes | [13 empty] | Deferred
1 | UKDR13 | T-4 | Capacity Auction | 2021 | UK Dynamic Reserve Limited |  | UKDR13 | Repono Holdco 1 Limited | 01217121970 | trading@ukpowerreserve.com | Distribution | Non CMRS | New Build Generating CMU | Storage - Battery | Storage | Yes | Conditionally Prequalified | Opt-In |  | 15 |  | Yes | Yes |  | 192220 | Yes | 20 |  |  | 19.222 |  |  |  | 19.222 |  |  | The CMU will be formed of multiple individual storage units controlled centrally and exporting to the distribution system. Twibell Street, Barnsley S71 1JE SE352071 | N/A |  |  |  | Yes | [13 empty] | Deferred
2 | UKDR14 | T-4 | Capacity Auction | 2021 | UK Dynamic Reserve Limited |  | UKDR14 | Repono Holdco 1 Limited | 01217121970 | trading@ukpowerreserve.com | Distribution | Non CMRS | New Build Generating CMU | Storage - Battery | Storage | Yes | Conditionally Prequalified | Opt-In |  | 15 |  | Yes | Yes |  | 192220 | Yes | 20 |  |  | 19.222 |  |  |  | 19.222 |  |  | The CMU will be formed of multiple individual storage units controlled centrally and exporting to the distribution system. Land East of Alders Way, Yalberton Industrial Estate, Paignton, Devon TQ4 7QL SX871593 | N/A |  |  |  | Yes | [13 empty] | Deferred
1 | UKDR15 | T-4 | Capacity Auction | 2021 | UK Dynamic Reserve Limited |  | UKDR15 | Repono Holdco 1 Limited | 01217121970 | trading@ukpowerreserve.com | Distribution | Non CMRS | New Build Generating CMU | Storage - Battery | Storage | Yes | Conditionally Prequalified | Opt-In |  | 15 |  | Yes | Yes |  | 192220 | Yes | 20 |  |  | 19.222 |  |  |  | 19.222 |  |  | The CMU will be formed of multiple individual storage units controlled centrally and exporting to the distribution system. Hill Barton Business Park, Exeter EX5 2HT SY008913 | N/A |  |  |  | Yes | [13 empty] | Deferred
2 | UKDR16 | T-4 | Capacity Auction | 2021 | UK Dynamic Reserve Limited |  | UKDR16 | Repono Holdco 1 Limited | 01217121970 | trading@ukpowerreserve.com | Distribution | Non CMRS | New Build Generating CMU | Storage - Battery | Storage | Yes | Conditionally Prequalified | Opt-In |  | 15 |  | Yes | Yes |  | 192220 | Yes | 20 |  |  | 19.222 |  |  |  | 19.222 |  |  | The CMU will be formed of multiple individual storage units controlled centrally and exporting to the distribution system. Land to the North of Thelwall Lane, Warrington WA4 1LJ SJ639874 | N/A |  |  |  | Yes | [13 empty] | Deferred
1 | UKDR17 | T-4 | Capacity Auction | 2021 | UK Dynamic Reserve Limited |  | UKDR17 | Repono Holdco 1 Limited | 01217121970 | trading@ukpowerreserve.com | Distribution | Non CMRS | New Build Generating CMU | Storage - Battery | Storage | Yes | Conditionally Prequalified | Opt-In |  | 15 |  | Yes | Yes |  | 192220 | Yes | 20 |  |  | 19.222 |  |  |  | 19.222 |  |  | The CMU will be formed of multiple individual storage units controlled centrally and exporting to the distribution system. Lot 6, Bristol Road, Gloucester GL2 5YA SO819158 | N/A |  |  |  | Yes | [13 empty] | Deferred
2 | UKDR18 | T-4 | Capacity Auction | 2021 | UK Dynamic Reserve Limited |  | UKDR18 | Repono Holdco 1 Limited | 01217121970 | trading@ukpowerreserve.com | Distribution | Non CMRS | New Build Generating CMU | Storage - Battery | Storage | Yes | Conditionally Prequalified | Opt-In |  | 15 |  | Yes | Yes |  | 192220 | Yes | 20 |  |  | 19.222 |  |  |  | 19.222 |  |  | The CMU will be formed of multiple individual storage units controlled centrally and exporting to the distribution system. Albion Road, Dartford DA1 5PS TQ563757 | N/A |  |  |  | Yes | [13 empty] | Deferred
1 | UKDR19 | T-4 | Capacity Auction | 2021 | UK Dynamic Reserve Limited |  | UKDR19 | Repono Holdco 1 Limited | 01217121970 | trading@ukpowerreserve.com | Distribution | Non CMRS | New Build Generating CMU | Storage - Battery | Storage | Yes | Conditionally Prequalified | Opt-In |  | 15 |  | Yes | Yes |  | 192220 | Yes | 20 |  |  | 19.222 |  |  |  | 19.222 |  |  | The CMU will be formed of multiple individual storage units controlled centrally and exporting to the distribution system. Queenborough Road, Sheerness ME12 3RL TQ926713 | N/A |  |  |  | Yes | [13 empty] | Deferred
2 | UKDR20 | T-4 | Capacity Auction | 2021 | UK Dynamic Reserve Limited |  | UKDR20 | Repono Holdco 1 Limited | 01217121970 | trading@ukpowerreserve.com | Distribution | Non CMRS | New Build Generating CMU | Storage - Battery | Storage | Yes | Conditionally Prequalified | Opt-In |  | 15 |  | Yes | Yes |  | 192220 | Yes | 20 |  |  | 19.222 |  |  |  | 19.222 |  |  | The CMU will be formed of multiple individual storage units controlled centrally and exporting to the distribution system. Queenborough Road, Sheerness ME12 3RL TQ926713 | N/A |  |  |  | Yes | [13 empty] | Deferred
1 | UKDR21 | T-4 | Capacity Auction | 2021 | UK Dynamic Reserve Limited |  | UKDR21 | Repono Holdco 1 Limited | 01217121970 | trading@ukpowerreserve.com | Distribution | Non CMRS | New Build Generating CMU | Storage - Battery | Storage | Yes | Conditionally Prequalified | Opt-In |  | 15 |  | Yes | Yes |  | 192220 | Yes | 20 |  |  | 19.222 |  |  |  | 19.222 |  |  | The CMU will be formed of multiple individual storage units controlled centrally and exporting to the distribution system. Riverside Way, Barrowford, Lancashire BB9 6DN SD852386 | N/A |  |  |  | Yes | [13 empty] | Deferred
2 | UKFR01 | T-4 | Capacity Auction | 2021 | UK Flexible Reserve Limited |  | UKFR01 | Repono Holdco 1 Limited | 01217121970 | trading@ukpowerreserve.com | Distribution | Non CMRS | New Build Generating CMU | Gas | OCGT and Reciprocating Engines (Fuel Type - Gas) |  | Conditionally Prequalified | Opt-In |  | 15 |  | Yes | Yes |  | 75850 |  | 8 |  |  | 7.585 |  |  |  | 7.585 |  |  | The CMU will be formed of multiple individual generating units controlled centrally and exporting to the distribution system. Land Off Ash Road, Elton, Chester, CH2 4LB SJ466760 | N/A |  |  |  | Yes | [13 empty] | Deferred
1 | UKFR02 | T-4 | Capacity Auction | 2021 | UK Flexible Reserve Limited |  | UKFR02 | Repono Holdco 1 Limited | 01217121970 | trading@ukpowerreserve.com | Distribution | Non CMRS | New Build Generating CMU | Gas | OCGT and Reciprocating Engines (Fuel Type - Gas) |  | Conditionally Prequalified | Opt-In |  | 15 |  | Yes | Yes |  | 189620 |  | 20 |  |  | 18.962 |  |  |  | 18.962 |  |  | The CMU will be formed of multiple individual generating units controlled centrally and exporting to the distribution system. Land Off Ash Road, Elton, Chester, CH2 4LB SJ466760 | N/A |  |  |  | Yes | [13 empty] | Deferred
2 | UKFR03 | T-4 | Capacity Auction | 2021 | UK Flexible Reserve Limited |  | UKFR03 | Repono Holdco 1 Limited | 01217121970 | trading@ukpowerreserve.com | Distribution | Non CMRS | New Build Generating CMU | Gas | OCGT and Reciprocating Engines (Fuel Type - Gas) |  | Conditionally Prequalified | Opt-In |  | 15 |  | Yes | Yes |  | 189620 |  | 20 |  |  | 18.962 |  |  |  | 18.962 |  |  | The CMU will be formed of multiple individual generating units controlled centrally and exporting to the distribution system. Land Off Ash Road, Elton, Chester, CH2 4LB SJ466760 | N/A |  |  |  | Yes | [13 empty] | Deferred
1 | UKFR04 | T-4 | Capacity Auction | 2021 | UK Flexible Reserve Limited |  | UKFR04 | Repono Holdco 1 Limited | 01217121970 | trading@ukpowerreserve.com | Distribution | Non CMRS | New Build Generating CMU | Gas | OCGT and Reciprocating Engines (Fuel Type - Gas) |  | Conditionally Prequalified | Opt-In |  | 15 |  | Yes | Yes |  | 189620 |  | 20 |  |  | 18.962 |  |  |  | 18.962 |  |  | The CMU will be formed of multiple individual generating units controlled centrally and exporting to the distribution system. Morganite, Swansea, SA6 8PP SS675981 | N/A |  |  |  | Yes | [13 empty] | Deferred
2 | UKFR05 | T-4 | Capacity Auction | 2021 | UK Flexible Reserve Limited |  | UKFR05 | Repono Holdco 1 Limited | 01217121970 | trading@ukpowerreserve.com | Distribution | Non CMRS | New Build Generating CMU | Gas | OCGT and Reciprocating Engines (Fuel Type - Gas) |  | Conditionally Prequalified | Opt-In |  | 15 |  | Yes | Yes |  | 189620 | Yes | 20 |  |  | 18.962 |  |  |  | 18.962 |  |  | The CMU will be formed of multiple individual generating units controlled centrally and exporting to the distribution system. Campbeltown Road, Tranmere, CH41 9HP SJ332874 | N/A |  |  |  | Yes | [13 empty] | Deferred
1 | UKFR06 | T-4 | Capacity Auction | 2021 | UK Flexible Reserve Limited |  | UKFR06 | Repono Holdco 1 Limited | 01217121970 | trading@ukpowerreserve.com | Distribution | Non CMRS | New Build Generating CMU | Gas | OCGT and Reciprocating Engines (Fuel Type - Gas) |  | Conditionally Prequalified | Opt-In |  | 15 |  | Yes | Yes |  | 189620 |  | 20 |  |  | 18.962 |  |  |  | 18.962 |  |  | The CMU will be formed of multiple individual generating units controlled centrally and exporting to the distribution system. Ex Gas Holder, Moor Lane, Nottage, Bridgend, CF36 3EJ SS816791 | N/A |  |  |  | Yes | [13 empty] | Deferred
2 | UKFR07 | T-4 | Capacity Auction | 2021 | UK Flexible Reserve Limited |  | UKFR07 | Repono Holdco 1 Limited | 01217121970 | trading@ukpowerreserve.com | Distribution | Non CMRS | New Build Generating CMU | Gas | OCGT and Reciprocating Engines (Fuel Type - Gas) |  | Conditionally Prequalified | Opt-In |  | 15 |  | Yes | Yes |  | 189620 | Yes | 20 |  |  | 18.962 |  |  |  | 18.962 |  |  | The CMU will be formed of multiple individual generating units controlled centrally and exporting to the distribution system. Newlands Road, Wentloog, Cardiff, CF3 2EF ST238794 | N/A |  |  |  | Yes | [13 empty] | Deferred
1 | UKFR08 | T-4 | Capacity Auction | 2021 | UK Flexible Reserve Limited |  | UKFR08 | Repono Holdco 1 Limited | 01217121970 | trading@ukpowerreserve.com | Distribution | Non CMRS | New Build Generating CMU | Gas | OCGT and Reciprocating Engines (Fuel Type - Gas) |  | Conditionally Prequalified | Opt-In |  | 15 |  | Yes | Yes |  | 189620 | Yes | 20 |  |  | 18.962 |  |  |  | 18.962 |  |  | The CMU will be formed of multiple individual generating units controlled centrally and exporting to the distribution system. Land North of High Common Lane, Rossington, DN11 0HP SK643971 | N/A |  |  |  | Yes | [13 empty] | Deferred
2 | UKFR09 | T-4 | Capacity Auction | 2021 | UK Flexible Reserve Limited |  | UKFR09 | Repono Holdco 1 Limited | 01217121970 | trading@ukpowerreserve.com | Distribution | Non CMRS | New Build Generating CMU | Gas | OCGT and Reciprocating Engines (Fuel Type - Gas) |  | Conditionally Prequalified | Opt-In |  | 15 |  | Yes | Yes |  | 189620 | Yes | 20 |  |  | 18.962 |  |  |  | 18.962 |  |  | The CMU will be formed of multiple individual generating units controlled centrally and exporting to the distribution system. Hill Barton Business Park, Exeter, EX5 2HT SY007914 | N/A |  |  |  | Yes | [13 empty] | Deferred
1 | UKFR10 | T-4 | Capacity Auction | 2021 | UK Flexible Reserve Limited |  | UKFR10 | Repono Holdco 1 Limited | 01217121970 | trading@ukpowerreserve.com | Distribution | Non CMRS | New Build Generating CMU | Gas | OCGT and Reciprocating Engines (Fuel Type - Gas) |  | Conditionally Prequalified | Opt-In |  | 15 |  | Yes | Yes |  | 75850 | Yes | 8 |  |  | 7.585 |  |  |  | 7.585 |  |  | The CMU will be formed of multiple individual generating units controlled centrally and exporting to the distribution system. Ainsworth Lane, Knowsley, Prescot, Mereyside, L34 9EU SJ427963 | N/A |  |  |  | Yes | [13 empty] | Deferred
2 | UKFR11 | T-4 | Capacity Auction | 2021 | UK Flexible Reserve Limited |  | UKFR11 | Repono Holdco 1 Limited | 01217121970 | trading@ukpowerreserve.com | Distribution | Non CMRS | New Build Generating CMU | Gas | OCGT and Reciprocating Engines (Fuel Type - Gas) |  | Conditionally Prequalified | Opt-In |  | 15 |  | Yes | Yes |  | 189620 | Yes | 20 |  |  | 18.962 |  |  |  | 18.962 |  |  | The CMU will be formed of multiple individual generating units controlled centrally and exporting to the distribution system. Ainsworth Lane, Knowsley, Prescot, Mereyside, L34 9EU SJ427963 | N/A |  |  |  | Yes | [13 empty] | Deferred
1 | UKFR12 | T-4 | Capacity Auction | 2021 | UK Flexible Reserve Limited |  | UKFR12 | Repono Holdco 1 Limited | 01217121970 | trading@ukpowerreserve.com | Distribution | Non CMRS | New Build Generating CMU | Gas | OCGT and Reciprocating Engines (Fuel Type - Gas) |  | Conditionally Prequalified | Opt-In |  | 15 |  | Yes | Yes |  | 189620 | Yes | 20 |  |  | 18.962 |  |  |  | 18.962 |  |  | The CMU will be formed of multiple individual generating units controlled centrally and exporting to the distribution system. Ainsworth Lane, Knowsley, Prescot, Mereyside, L34 9EU SJ427963 | N/A |  |  |  | Yes | [13 empty] | Deferred
2 | UKFR13 | T-4 | Capacity Auction | 2021 | UK Flexible Reserve Limited |  | UKFR13 | Repono Holdco 1 Limited | 01217121970 | trading@ukpowerreserve.com | Distribution | Non CMRS | New Build Generating CMU | Gas | OCGT and Reciprocating Engines (Fuel Type - Gas) |  | Conditionally Prequalified | Opt-In |  | 15 |  | Yes | Yes |  | 189620 | Yes | 20 |  |  | 18.962 |  |  |  | 18.962 |  |  | The CMU will be formed of multiple individual generating units controlled centrally and exporting to the distribution system. Rothesay Dock, Glasgow, G81 1LX NS505690 | N/A |  |  |  | Yes | [13 empty] | Deferred
1 | UKFR14 | T-4 | Capacity Auction | 2021 | UK Flexible Reserve Limited |  | UKFR14 | Repono Holdco 1 Limited | 01217121970 | trading@ukpowerreserve.com | Distribution | Non CMRS | New Build Generating CMU | Gas | OCGT and Reciprocating Engines (Fuel Type - Gas) |  | Conditionally Prequalified | Opt-In |  | 15 |  | Yes | Yes |  | 189620 | Yes | 20 |  |  | 18.962 |  |  |  | 18.962 |  |  | The CMU will be formed of multiple individual generating units controlled centrally and exporting to the distribution system. Land South of Coronet Way, Salford, M50 1RE SJ789982 | N/A |  |  |  | Yes | [13 empty] | Deferred
2 | UKFR15 | T-4 | Capacity Auction | 2021 | UK Flexible Reserve Limited |  | UKFR15 | Repono Holdco 1 Limited | 01217121970 | trading@ukpowerreserve.com | Distribution | Non CMRS | New Build Generating CMU | Gas | OCGT and Reciprocating Engines (Fuel Type - Gas) |  | Conditionally Prequalified | Opt-In |  | 15 |  | Yes | Yes |  | 189620 | Yes | 20 |  |  | 18.962 |  |  |  | 18.962 |  |  | The CMU will be formed of multiple individual generating units controlled centrally and exporting to the distribution system. Twibell Street, Barnsley, S71 1JE SE352071 | N/A |  |  |  | Yes | [13 empty] | Deferred
1 | UKFR16 | T-4 | Capacity Auction | 2021 | UK Flexible Reserve Limited |  | UKFR16 | Repono Holdco 1 Limited | 01217121970 | trading@ukpowerreserve.com | Distribution | Non CMRS | New Build Generating CMU | Gas | OCGT and Reciprocating Engines (Fuel Type - Gas) |  | Conditionally Prequalified | Opt-In |  | 15 |  | Yes | Yes |  | 189620 | Yes | 20 |  |  | 18.962 |  |  |  | 18.962 |  |  | The CMU will be formed of multiple individual generating units controlled centrally and exporting to the distribution system. Walton Road, Burton Upon Trent, DE15 9NG SK233197 | N/A |  |  |  | Yes | [13 empty] | Deferred
2 | UKFR17 | T-4 | Capacity Auction | 2021 | UK Flexible Reserve Limited |  | UKFR17 | Repono Holdco 1 Limited | 01217121970 | trading@ukpowerreserve.com | Distribution | Non CMRS | New Build Generating CMU | Gas | OCGT and Reciprocating Engines (Fuel Type - Gas) |  | Conditionally Prequalified | Opt-In |  | 15 |  | Yes | Yes |  | 189620 | Yes | 20 |  |  | 18.962 |  |  |  | 18.962 |  |  | The CMU will be formed of multiple individual generating units controlled centrally and exporting to the distribution system. Walton Road, Burton Upon Trent, DE15 9NG SK233197 | N/A |  |  |  | Yes | [13 empty] | Deferred
1 | UKFR18 | T-4 | Capacity Auction | 2021 | UK Flexible Reserve Limited |  | UKFR18 | Repono Holdco 1 Limited | 01217121970 | trading@ukpowerreserve.com | Distribution | Non CMRS | New Build Generating CMU | Gas | OCGT and Reciprocating Engines (Fuel Type - Gas) |  | Conditionally Prequalified | Opt-In |  | 15 |  | Yes | Yes |  | 189620 | Yes | 20 |  |  | 18.962 |  |  |  | 18.962 |  |  | The CMU will be formed of multiple individual generating units controlled centrally and exporting to the distribution system. Eastham Refinery Ltd, North Road, Ellesmer Port, Cheshire CH65 1AJ SJ382789 | N/A |  |  |  | Yes | [13 empty] | Deferred
2 | UKFR19 | T-4 | Capacity Auction | 2021 | UK Flexible Reserve Limited |  | UKFR19 | Repono Holdco 1 Limited | 01217121970 | trading@ukpowerreserve.com | Distribution | Non CMRS | New Build Generating CMU | Gas | OCGT and Reciprocating Engines (Fuel Type - Gas) |  | Conditionally Prequalified | Opt-In |  | 15 |  | Yes | Yes |  | 189620 |  | 20 |  |  | 18.962 |  |  |  | 18.962 |  |  | The CMU will be formed of multiple individual generating units controlled centrally and exporting to the distribution system. Bridgewater Paper Mill, North Road, Ellesmere Port CH65 1AL SJ399777 | N/A |  |  |  | Yes | [13 empty] | Deferred
1 | UKFR20 | T-4 | Capacity Auction | 2021 | UK Flexible Reserve Limited |  | UKFR20 | Repono Holdco 1 Limited | 01217121970 | trading@ukpowerreserve.com | Distribution | Non CMRS | New Build Generating CMU | Gas | OCGT and Reciprocating Engines (Fuel Type - Gas) |  | Conditionally Prequalified | Opt-In |  | 15 |  | Yes | Yes |  | 189620 | Yes | 20 |  |  | 18.962 |  |  |  | 18.962 |  |  | The CMU will be formed of multiple individual generating units controlled centrally and exporting to the distribution system. Turweston Road, Brackley NN13 7DD SP593381 | N/A |  |  |  | Yes | [13 empty] | Deferred
2 | UKFR21 | T-4 | Capacity Auction | 2021 | UK Flexible Reserve Limited |  | UKFR21 | Repono Holdco 1 Limited | 01217121970 | trading@ukpowerreserve.com | Distribution | Non CMRS | New Build Generating CMU | Gas | OCGT and Reciprocating Engines (Fuel Type - Gas) |  | Conditionally Prequalified | Opt-In |  | 15 |  | Yes | Yes |  | 189620 | Yes | 20 |  |  | 18.962 |  |  |  | 18.962 |  |  | The CMU will be formed of multiple individual generating units controlled centrally and exporting to the distribution system. Lower Lane, Rochdale OL16 4NR SD916114 | N/A |  |  |  | Yes | [13 empty] | Deferred
1 | UKFR22 | T-4 | Capacity Auction | 2021 | UK Flexible Reserve Limited |  | UKFR22 | Repono Holdco 1 Limited | 01217121970 | trading@ukpowerreserve.com | Distribution | Non CMRS | New Build Generating CMU | Gas | OCGT and Reciprocating Engines (Fuel Type - Gas) |  | Conditionally Prequalified | Opt-In |  | 15 |  | Yes | Yes |  | 189620 | Yes | 20 |  |  | 18.962 |  |  |  | 18.962 |  |  | The CMU will be formed of multiple individual generating units controlled centrally and exporting to the distribution system. Camphill Road, Byfleet KT14 6EW TQ048616 | N/A |  |  |  | Yes | [13 empty] | Deferred
2 | UKFR23 | T-4 | Capacity Auction | 2021 | UK Flexible Reserve Limited |  | UKFR23 | Repono Holdco 1 Limited | 01217121970 | trading@ukpowerreserve.com | Distribution | Non CMRS | New Build Generating CMU | Gas | OCGT and Reciprocating Engines (Fuel Type - Gas) |  | Conditionally Prequalified | Opt-In |  | 15 |  | Yes | Yes |  | 189620 | Yes | 20 |  |  | 18.962 |  |  |  | 18.962 |  |  | The CMU will be formed of multiple individual generating units controlled centrally and exporting to the distribution system. Orrell Street, Wigan WN1 3AQ SD586051 | N/A |  |  |  | Yes | [13 empty] | Deferred
1 | UKFR24 | T-4 | Capacity Auction | 2021 | UK Flexible Reserve Limited |  | UKFR24 | Repono Holdco 1 Limited | 01217121970 | trading@ukpowerreserve.com | Distribution | Non CMRS | New Build Generating CMU | Gas | OCGT and Reciprocating Engines (Fuel Type - Gas) |  | Conditionally Prequalified | Opt-In |  | 15 |  | Yes | Yes |  | 189620 | Yes | 20 |  |  | 18.962 |  |  |  | 18.962 |  |  | The CMU will be formed of multiple individual generating units controlled centrally and exporting to the distribution system. Gavel Way, Gloucester GL1 2DS SO827192 | N/A |  |  |  | Yes | [13 empty] | Deferred
2 | UKFR25 | T-4 | Capacity Auction | 2021 | UK Flexible Reserve Limited |  | UKFR25 | Repono Holdco 1 Limited | 01217121970 | trading@ukpowerreserve.com | Distribution | Non CMRS | New Build Generating CMU | Gas | OCGT and Reciprocating Engines (Fuel Type - Gas) |  | Conditionally Prequalified | Opt-In |  | 15 |  | Yes | Yes |  | 189620 | Yes | 20 |  |  | 18.962 |  |  |  | 18.962 |  |  | The CMU will be formed of multiple individual generating units controlled centrally and exporting to the distribution system. Ravenhead Business Park, St Helens WA10 3XP SJ504943 | N/A |  |  |  | Yes | [13 empty] | Deferred
1 | UKFR26 | T-4 | Capacity Auction | 2021 | UK Flexible Reserve Limited |  | UKFR26 | Repono Holdco 1 Limited | 01217121970 | trading@ukpowerreserve.com | Distribution | Non CMRS | New Build Generating CMU | Gas | OCGT and Reciprocating Engines (Fuel Type - Gas) |  | Conditionally Prequalified | Opt-In |  | 15 |  | Yes | Yes |  | 189620 | Yes | 20 |  |  | 18.962 |  |  |  | 18.962 |  |  | The CMU will be formed of multiple individual generating units controlled centrally and exporting to the distribution system. De Havilland Drive, Speke, Liverpool L24 8RN SJ416832 | N/A |  |  |  | Yes | [13 empty] | Deferred
2 | UKFR27 | T-4 | Capacity Auction | 2021 | UK Flexible Reserve Limited |  | UKFR27 | Repono Holdco 1 Limited | 01217121970 | trading@ukpowerreserve.com | Distribution | Non CMRS | New Build Generating CMU | Gas | OCGT and Reciprocating Engines (Fuel Type - Gas) |  | Conditionally Prequalified | Opt-In |  | 15 |  | Yes | Yes |  | 189620 | Yes | 20 |  |  | 18.962 |  |  |  | 18.962 |  |  | The CMU will be formed of multiple individual generating units controlled centrally and exporting to the distribution system. Brancroft Way, Enfield EN3 7RG TQ366977 | N/A |  |  |  | Yes | [13 empty] | Deferred
1 | UKFR28 | T-4 | Capacity Auction | 2021 | UK Flexible Reserve Limited |  | UKFR28 | Repono Holdco 1 Limited | 01217121970 | trading@ukpowerreserve.com | Distribution | Non CMRS | New Build Generating CMU | Gas | OCGT and Reciprocating Engines (Fuel Type - Gas) |  | Conditionally Prequalified | Opt-In |  | 15 |  | Yes | Yes |  | 75850 | Yes | 8 |  |  | 7.585 |  |  |  | 7.585 |  |  | The CMU will be formed of multiple individual generating units controlled centrally and exporting to the distribution system. Former Derwent Power Station, Holme Lane, Derwent DE21 7NT SK403344 | N/A |  |  |  | Yes | [13 empty] | Deferred
2 | UKFR29 | T-4 | Capacity Auction | 2021 | UK Flexible Reserve Limited |  | UKFR29 | Repono Holdco 1 Limited | 01217121970 | trading@ukpowerreserve.com | Distribution | Non CMRS | New Build Generating CMU | Gas | OCGT and Reciprocating Engines (Fuel Type - Gas) |  | Conditionally Prequalified | Opt-In |  | 15 |  | Yes | Yes |  | 189620 | Yes | 20 |  |  | 18.962 |  |  |  | 18.962 |  |  | The CMU will be formed of multiple individual generating units controlled centrally and exporting to the distribution system. Former Derwent Power Station, Holme Lane, Derwent DE21 7NT SK403344 | N/A |  |  |  | Yes | [13 empty] | Deferred
1 | UKFR30 | T-4 | Capacity Auction | 2021 | UK Flexible Reserve Limited |  | UKFR30 | Repono Holdco 1 Limited | 01217121970 | trading@ukpowerreserve.com | Distribution | Non CMRS | New Build Generating CMU | Gas | OCGT and Reciprocating Engines (Fuel Type - Gas) |  | Conditionally Prequalified | Opt-In |  | 15 |  | Yes | Yes |  | 189620 | Yes | 20 |  |  | 18.962 |  |  |  | 18.962 |  |  | The CMU will be formed of multiple individual generating units controlled centrally and exporting to the distribution system. Former Derwent Power Station, Holme Lane, Derwent DE21 7NT SK403344 | N/A |  |  |  | Yes | [13 empty] | Deferred
2 | UKFR31 | T-4 | Capacity Auction | 2021 | UK Flexible Reserve Limited |  | UKFR31 | Repono Holdco 1 Limited | 01217121970 | trading@ukpowerreserve.com | Distribution | Non CMRS | New Build Generating CMU | Gas | OCGT and Reciprocating Engines (Fuel Type - Gas) |  | Conditionally Prequalified | Opt-In |  | 15 |  | Yes | Yes |  | 189620 | Yes | 20 |  |  | 18.962 |  |  |  | 18.962 |  |  | The CMU will be formed of multiple individual generating units controlled centrally and exporting to the distribution system. Lodge Lane, Haydock WA12 0HH SJ581969 | N/A |  |  |  | Yes | [13 empty] | Deferred
1 | UKFR32 | T-4 | Capacity Auction | 2021 | UK Flexible Reserve Limited |  | UKFR32 | Repono Holdco 1 Limited | 01217121970 | trading@ukpowerreserve.com | Distribution | Non CMRS | New Build Generating CMU | Gas | OCGT and Reciprocating Engines (Fuel Type - Gas) |  | Conditionally Prequalified | Opt-In |  | 15 |  | Yes | Yes |  | 189620 | Yes | 20 |  |  | 18.962 |  |  |  | 18.962 |  |  | The CMU will be formed of multiple individual generating units controlled centrally and exporting to the distribution system. Unit H, Lyon Road, Bletchley, Milton Keynes MK1 1EX SP867347 | N/A |  |  |  | Yes | [13 empty] | Deferred
2 | UKFR33 | T-4 | Capacity Auction | 2021 | UK Flexible Reserve Limited |  | UKFR33 | Repono Holdco 1 Limited | 01217121970 | trading@ukpowerreserve.com | Distribution | Non CMRS | New Build Generating CMU | Gas | OCGT and Reciprocating Engines (Fuel Type - Gas) |  | Conditionally Prequalified | Opt-In |  | 15 |  | Yes | Yes |  | 189620 | Yes | 20 |  |  | 18.962 |  |  |  | 18.962 |  |  | The CMU will be formed of multiple individual generating units controlled centrally and exporting to the distribution system. 112 Beddington Lane, Beddington CR0 4TB TQ303656 | N/A |  |  |  | Yes | [13 empty] | Deferred
1 | UKFR34 | T-4 | Capacity Auction | 2021 | UK Flexible Reserve Limited |  | UKFR34 | Repono Holdco 1 Limited | 01217121970 | trading@ukpowerreserve.com | Distribution | Non CMRS | New Build Generating CMU | Gas | OCGT and Reciprocating Engines (Fuel Type - Gas) |  | Conditionally Prequalified | Opt-In |  | 15 |  | Yes | Yes |  | 189620 | Yes | 20 |  |  | 18.962 |  |  |  | 18.962 |  |  | The CMU will be formed of multiple individual generating units controlled centrally and exporting to the distribution system. Land off Merseyton Road, Ellesmore Port CH65 2HQ SJ396780 | N/A |  |  |  | Yes | [13 empty] | Deferred
2 | UMEL11 | T-4 | Capacity Auction | 2021 | Urban Mining Energy Limited |  | UMEL EFW |  |  |  | Distribution | Non CMRS | New Build Generating CMU | Waste | Coal/biomass |  | Conditionally Prequalified | Opt-In |  | 15 |  | Yes |  |  | 166400 |  | 19 |  |  | 16.64 |  |  |  | 21.457 |  |  | Energy from Waste Gasification plant London Sustainable Industries Park Clove Street (off Choats Road) Dagenham Dock Greater London RM9 6RL (official post code) For some reason, the official post code when searched on a map, does not tie accurately to the site and therefore the applicant has also provided the following the post code (RM9 6LF), which is next to the London Sustainable Industries Park where the development will take place TQ484828 | N/A |  |  |  | Yes | [13 empty] | Deferred
1 | UPB-01 | T-4 | Capacity Auction | 2021 | Vattenfall Wind Power Ltd |  | Battery@PyC | Vattenfall AB | 02074511150 | jake.dunn@vattenfall.com | Transmission | CMRS | New Build Generating CMU | Storage - Battery | Storage | Yes | Rejected | Opt-In |  | 15 |  |  |  |  | 0 |  | 22 |  |  | 21.144 |  |  |  | 21.144 |  |  | A new build 22 MW battery storage facility. Comprising of five containerised battery units, ten inverter banks (2 per battery container), associated 33kV transformers, switchgear and cabling. Pen-y-Cymoedd Wind Farm, Treherbert Road, Treherbert, Treorchy. Rhondda Cynon Taf. South Wales CF42 5SX SN 905 021 | N/A |  |  |  | No |  |  |  | Yes | [9 empty] | Yes
2 | URB-01 | T-4 | Capacity Auction | 2021 | Vattenfall Wind Power Ltd |  | Battery@Ray | Vattenfall AB | 02074511150 | jake.dunn@vattenfall.com | Distribution | Non CMRS | New Build Generating CMU | Storage - Battery | Storage | Yes | Rejected | Opt-In |  | 15 |  |  |  |  | 0 |  | 10 |  |  | 9.611 |  |  |  | 9.611 |  |  | A new build 10MW battery storage facility. The construction of this new build generating CMU comprises site preparation; ground works for concrete raft foundations and cable trenching; installation of three containerised battery units; six inverter banks; associated 33kV transformer; switchgear and HV station. Ray Wind Farm, Kirkwhelpington, Newcastle upon Tyne, Northumberland NY 951 857 | N/A |  |  |  | Yes | [13 empty] | Deferred
1 | VE4006 | T-4 | Capacity Auction | 2021 | Mantella Power Ltd |  | Avonmouth A |  | 01675437777 | desk@greenfrogpower.co.uk | Distribution | CMRS | New Build Generating CMU | Gas | OCGT and Reciprocating Engines (Fuel Type - Gas) |  | Conditionally Prequalified | Opt-In |  | 15 |  | Yes | Yes |  | 184510 | Yes | 19.461 |  |  | 18.451 |  |  |  | 18.451 |  |  | Gas fired reciprocating engines. Plot A, Land at Severn Road, Avonmouth BS10 7SE. Please refer to note in planning consent section ST 543 813 | N/A |  |  |  | Yes | [13 empty] | Deferred
2 | VE4007 | T-4 | Capacity Auction | 2021 | Mantella Power Ltd |  | Avonmouth B |  | 01675437777 | desk@greenfrogpower.co.uk | Distribution | CMRS | New Build Generating CMU | Gas | OCGT and Reciprocating Engines (Fuel Type - Gas) |  | Conditionally Prequalified | Opt-In |  | 15 |  | Yes | Yes |  | 189620 | Yes | 20 |  |  | 18.962 |  |  |  | 18.962 |  |  | Gas fired reciprocating engines. Plot A, Land at Severn Road, Avonmouth BS10 7SE, please see note in planning consent section ST 543 813 | N/A |  |  |  | Yes | [13 empty] | Deferred
1 | Vent01 | T-4 | Capacity Auction | 2021 | Morpheat Limited |  | Venture Road |  |  | john.collier@agr-group.co.uk | Distribution | Non CMRS | New Build Generating CMU | Gas | OCGT and Reciprocating Engines (Fuel Type - Gas) |  | Conditionally Prequalified | Opt-In |  | 15 |  | Yes | Yes |  | 75850 |  | 8 |  |  | 7.585 |  |  |  | 7.585 |  |  | Containerised High Speed Gas-fired reciprocating engines with transformers, switchgear and associated control gear with a total connection capacity of 8MW. Venture Road, Fleetwood, Blackpool, FY7 8RS SD 332 447 | N/A |  |  |  | Yes | [13 empty] | Deferred
2 | VES001 | T-4 | Capacity Auction | 2021 | Veolia UK Limited |  | Veolia DSR | VEOLIA ENVIRONNEMENT SA | 02078125000 | uk.capacitymarket@veolia.com | Distribution | Non CMRS | Unproven DSR CMU | DSR | DSR |  | Conditionally Prequalified | Opt-In |  | 1 | Yes |  |  |  | 31320 |  | 7.253 |  |  | 6.264 |  |  |  | 6.262 |  |  | Wood recycling plant. Boomeco Limited, The Wheelhouse, Bond's Mill, Stonehouse GL10 3RF SO 792 052 | 1023515869769 |  |  |  | Yes | [13 empty] | Deferred
X | VES001-Component |  |  |  | Veolia UK Limited | [9 empty] | DSR | [21 empty] | Crystal glass recycling facility. Alexandra Warehouse, Ravenhead Road, St Helens, WA10 3LR SJ 502 942
X | VES001-Component |  |  |  | Veolia UK Limited | [9 empty] | DSR | [21 empty] | Fabrication centre. Welding of steel used for manufacturing boiler parts. Unit 1 Heol Crochendy Parc Nantgarw Treforest Industrial Estate Pontypridd CF15 7QT ST 113 861
X | VES001-Component |  |  |  | Veolia UK Limited | [9 empty] | DSR | [21 empty] | In- vessel composting facility. Heavy plant used to produce animal feed and garden compost that can be turned down for DSR. Woodlands Centre, Composting Facility, Whitesmith, Lewes, East Sussex, BN8 6JD TQ 530 134
X | VES001-Component |  |  |  | Veolia UK Limited | [9 empty] | DSR | [21 empty] | Materials recycling facility comprising several DSR loads: conveyor belts, shredders and cranes. Cold Harbour Lane, Rainham, RM13 9DA TQ 525 790
X | VES001-Component |  |  |  | Veolia UK Limited | [9 empty] | DSR | [21 empty] | Materials recycling facility comprising several DSR loads: conveyor belts, shredders and cranes. Recycling Centre, Warren Way, Forest Town, Mansfield, NG19 0FL SK 572 615
X | VES001-Component |  |  |  | Veolia UK Limited | [9 empty] | DSR | [21 empty] | Materials recycling facility comprising several DSR loads: conveyor belts, shredders and cranes. Veolia, Trent Lane Industrial Estate, Trent Lane, Castle Donington, Derby, DE74 2PY SK 444 281
X | VES001-Component |  |  |  | Veolia UK Limited | [9 empty] | DSR | [21 empty] | Materials recycling facility comprising several DSR loads: conveyor belts, shredders and cranes. 43 Devon Street, London, SE15 1AL TQ 349 776
X | VES001-Component |  |  |  | Veolia UK Limited | [9 empty] | DSR | [21 empty] | Materials recycling facility comprising several DSR loads: conveyor belts, shredders and cranes. Merseyside Waste Disposal Unit, The Old Coal Depot, Wallesey Bridge Road, Bidston Moss, Birkenhead, CH41 1EB SJ 297 907
X | VES001-Component |  |  |  | Veolia UK Limited | [9 empty] | DSR | [21 empty] | Materials recycling facility comprising several DSR loads: conveyor belts, shredders and cranes. 167 - 600 Hollands Recycling, Bentley Road South, Darlaston, WS10 8LN SO 979 979
X | VES001-Component |  |  |  | Veolia UK Limited | [9 empty] | DSR | [21 empty] | Materials recycling facility comprising several DSR loads: conveyor belts, shredders and cranes. Four Ashes 803 - 030, 1 Station Road, Four Ashes, Wolverhampton, WV10 7PQ SJ 919 086
X | VES001-Component |  |  |  | Veolia UK Limited | [9 empty] | DSR | [21 empty] | Materials recycling facility comprising several DSR loads: conveyor belts, shredders and cranes. Hollingdean Lane, Brighton, BN1 7BB TQ 316 059
X | VES001-Component |  |  |  | Veolia UK Limited | [9 empty] | DSR | [21 empty] | Materials recycling facility comprising several DSR loads: conveyor belts, shredders and cranes. Supply 1 Lucy Closed Loop, 16 Choats Road, Dagenham RM9 1XX TQ 482 826
X | VES001-Component |  |  |  | Veolia UK Limited | [9 empty] | DSR | [21 empty] | Materials recycling facility comprising several DSR loads: conveyor belts, shredders and cranes. Supply 2 Lucy Closed Loop, 16 Choats Road RM9 1XX Essex Dagenham TQ 482 826
X | VES001-Component |  |  |  | Veolia UK Limited | [9 empty] | DSR | [21 empty] | Materials recycling facility comprising several DSR loads: conveyor belts, shredders and cranes. 174 - 601 Farnham Road, Upper Froyle, Alton, GU34 4JD SU 748 416
X | VES001-Component |  |  |  | Veolia UK Limited | [9 empty] | DSR | [21 empty] | Materials recycling facility comprising several DSR loads: conveyor belts, shredders and cranes. Iwmf, Padworth Lane, Paworth Sidings, Lower Padworth, West Berkshire, RG7 4HY SU 606 673
X | VES001-Component |  |  |  | Veolia UK Limited | [9 empty] | DSR | [21 empty] | Materials recycling facility comprising several DSR loads: conveyor belts, shredders and cranes. Crown Works, Rotherham Road, Beighton, Sheffield, S20 1AH SK 444 842
1 | VES002 | T-4 | Capacity Auction | 2021 | Veolia UK Limited |  | Veolia Energy Storage | VEOLIA ENVIRONNEMENT SA | 02078125000 | uk.capacitymarket@veolia.com | Distribution | Non CMRS | Unproven DSR CMU | Storage - Battery | DSR |  | Conditionally Prequalified | Opt-In |  | 1 | Yes |  |  |  | 8635 |  | 2 | 0 |  | 1.727 |  |  |  | 1.727 |  |  | Lithium ion battery storage at a material recycling facility in south east London. 43 Devon Street, London, SE15 1AL TQ 349 776 | N/A |  |  |  | Yes | [13 empty] | Deferred
2 | VIC100 | T-4 | Capacity Auction | 2021 | INOVYN ChlorVinyls Limited |  | RuncornERF - Phase 2 | Inovyn Limited | 01928516645 | shaun.maher@inovyn.com | Transmission | CMRS | Existing Generating CMU | Biomass | Coal/biomass |  | Rejected | Opt-In |  | 1 |  |  |  |  | 0 |  | 47.99 |  |  | 42.03 |  |  |  | 42.03 |  |  | Existing generation unit. Runcorn ERF, Barlow Way, Runcorn, Cheshire WA7 4HG SJ 497 816 | N/A |  |  |  | No |  |  |  | No | [9 empty] | No
1 | VILLA1 | T-4 | Capacity Auction | 2021 | AMP Energy Services Limited |  | Villa | Aggregated Micro Power Limited | 02073827800 | capacity.market@ampplc.co.uk | Distribution | Non CMRS | New Build Generating CMU | Gas | OCGT and Reciprocating Engines (Fuel Type - Gas) |  | Conditionally Prequalified | Opt-In |  | 15 |  | Yes | Yes |  | 28440 | Yes | 3 |  |  | 2.844 |  |  |  | 2.844 |  |  | A generating station consisting on multiple reciprocating engines and alternators located on a single site Villa Nursery, Reeves Lane, Roydon, Harlow, Essex, CM19 5LE TL 416 078 | N/A |  |  |  | Yes | [13 empty] | Deferred
2 | VIT004 | T-4 | Capacity Auction | 2021 | VITAL ENERGI SOLUTIONS LIMITED |  | 0 | Vital Holdings Limited | 01254296000 | sales@vitalenergi.co.uk | Distribution | Non CMRS | New Build Generating CMU | Gas | CHP and autogeneration |  | Rejected | Opt-In |  | 15 |  |  |  |  | 0 |  | 4.44 |  |  | 3.996 |  |  |  | 4.05 |  |  | New 4.5MW CHP at Oxford Hospital John Radcliffe Hospital, Headley Way, Headington, Oxford, OX3 9DU SP541075 | S 00 845 658 20 0002 7366 753 |  |  |  | Yes | [13 empty] | Deferred
1 | VIT101 | T-4 | Capacity Auction | 2021 | VITAL ENERGI SOLUTIONS LIMITED |  | 0 | Vital Holdings Limited | 01254296000 | sales@vitalenergi.co.uk | Distribution | Non CMRS | Existing Generating CMU | Gas | CHP and autogeneration |  | Prequalified | Opt-In |  | 1 |  |  |  |  | 0 |  | 3.916 |  |  | 3.524 |  |  |  | 3.578 |  |  | A Packaged 3.976MW, 11kV CHP Ninewells Hospital, Dundee, DD2 1UB NO364304 | S 00 845 600 17 0005 1197 569 |  |  |  | Yes | [13 empty] | Deferred
2 | VIT105 | T-4 | Capacity Auction | 2021 | VITAL ENERGI SOLUTIONS LIMITED |  | 0 | Vital Holdings Limited | 01254296000 | sales@vitalenergi.co.uk | Distribution | Non CMRS | Existing Generating CMU | Gas | OCGT and Reciprocating Engines (Fuel Type - Gas) |  | Prequalified | Opt-In |  | 1 |  |  |  |  | 0 |  | 3.65 |  |  | 3.461 |  |  |  | 3.792 |  |  | A gas turbine installed at Aberdeen Royal Infirmary Foresterhill Health Campus, Aberdeen AB25 2AY NJ916068 | S 00 845 600 17 0005 2600 632 |  |  |  | Yes | [13 empty] | Deferred
1 | VKING1 | T-4 | Capacity Auction | 2021 | Rolls-Royce Power Development Limited |  | Viking Power |  | 01173257001 | Michael.Strutt@Rolls-Royce.com | Distribution | Non CMRS | Existing Generating CMU | Gas | OCGT and Reciprocating Engines |  | Prequalified | Opt-In |  | 1 |  |  |  |  | 0 |  | 48.142 |  |  | 45.643 |  |  |  | 47.405 |  |  | The auxiliary load is minimal (1MW) and have been removed from the metering assessment when calculating the maximum generating output Adjacent to Seal Sand Bulk Storage Facility, Seal Sands, Stockton-on-Tees, Cleveland, TS2 1UB NZ517238 | 1594000000047 |  |  |  | No | No | Yes | Metering Option (a) | No |  |  | No | [6 empty] | No
2 | WA1-17 | T-4 | Capacity Auction | 2021 | EDF Energy plc |  | West Burton A Power Station CMU 1 | EDF Energy Holdings Limited | 01452653775 | EDFEnergyCMSecondaryTrading@edfenergy.com | Transmission | CMRS | Existing Generating CMU | Coal | Coal/biomass |  | Prequalified | Opt-In |  | 1 |  |  |  |  | 0 |  | 499.7 |  |  | 437.637 |  |  |  | 440.527 |  |  | West Burton A Power Station CMU 1 WA1-17 = 100% (T_WBUPS-1) + 25% (E_WBUPS-STX) West Burton A Power Station, West Burton, Retford, Nottinghamshire, DN22 9BL SK 792 855 | 4007, 4010 |  |  |  | No |  |  |  | No | [9 empty] | No
1 | WA2-17 | T-4 | Capacity Auction | 2021 | EDF Energy plc |  | West Burton A Power Station CMU 2 | EDF Energy Holdings Limited | 01452653775 | EDFEnergyCMSecondaryTrading@edfenergy.com | Transmission | CMRS | Existing Generating CMU | Coal | Coal/biomass |  | Prequalified | Opt-In |  | 1 |  |  |  |  | 0 |  | 499.9 |  |  | 437.812 |  |  |  | 440.527 |  |  | West Burton A Power Station CMU 2 WA2-17 = 100% (T_WBUPS-2) + 25% (E_WBUPS-STX) West Burton A Power Station, West Burton, Retford, Nottinghamshire, DN22 9BL SK 792 855 | 4007, 4008, 4010 |  |  |  | No |  |  |  | No | [9 empty] | No
2 | WA3-17 | T-4 | Capacity Auction | 2021 | EDF Energy plc |  | West Burton A Power Station CMU 3 | EDF Energy Holdings Limited | 01452653775 | EDFEnergyCMSecondaryTrading@edfenergy.com | Transmission | CMRS | Existing Generating CMU | Coal | Coal/biomass |  | Prequalified | Opt-In |  | 1 |  |  |  |  | 0 |  | 499.9 |  |  | 437.812 |  |  |  | 440.527 |  |  | West Burton A Power Station CMU 3 WA3-17 = 100% (T_WBUPS-3) + 25% (E_WBUPS-STX) West Burton A Power Station, West Burton, Retford, Nottinghamshire, DN22 9BL SK 792 855 | 4008, 4010 |  |  |  | No |  |  |  | No | [9 empty] | No
1 | WA4-17 | T-4 | Capacity Auction | 2021 | EDF Energy plc |  | West Burton A Power Station CMU 4 | EDF Energy Holdings Limited | 01452653775 | EDFEnergyCMSecondaryTrading@edfenergy.com | Transmission | CMRS | Existing Generating CMU | Coal | Coal/biomass |  | Prequalified | Opt-In |  | 1 |  |  |  |  | 0 |  | 500 |  |  | 437.9 |  |  |  | 440.527 |  |  | West Burton A Power Station CMU 4 WA4-17= 100% (T_WBUPS-4) + 25% (E_WBUPS-STX) West Burton A Power Station, West Burton, Retford, Nottinghamshire, DN22 9BL SK 792 855 | 4009, 4010 |  |  |  | No |  |  |  | No | [9 empty] | No
2 | WADE03 | T-4 | Capacity Auction | 2021 | Wade Power Limited |  | Wade Power | Apus Energy Limited | 02920547206 | matthew.tucker@welshpower.com | Distribution | Non CMRS | New Build Generating CMU | Gas | OCGT and Reciprocating Engines |  | Conditionally Prequalified | Opt-In |  | 15 |  | Yes | Yes |  | 149800 | Yes | 15.8 |  |  | 14.98 |  |  |  | 15.17 |  |  | 16MW power plant comprising 8 x 2MW gas reciprocating engines. The power plant will be connected to the local distribution and gas network. Lostock Hollow, Lostock Gralam, Northwich CW9 7PA, UK SJ 690 746 | N/A |  |  |  | Yes | [13 empty] | Deferred
1 | WARR03 | T-4 | Capacity Auction | 2021 | Warrington Power Limited |  | Warrington Power | Woodlawn Power Limited | 02920547206 | matthew.tucker@welshpower.com | Distribution | Non CMRS | New Build Generating CMU | Gas | OCGT and Reciprocating Engines (Fuel Type - Gas) |  | Conditionally Prequalified | Opt-In |  | 15 |  | Yes | Yes |  | 149800 | Yes | 15.8 |  |  | 14.98 |  |  |  | 15.17 |  |  | 16 MW power plant comprising 8 x 2MW gas reciprocating engines. Power plant will be connected to the local distribution network and local gas network. 1020 CENTRE PARK, WARRINGTON WA1 1QY SJ 602 875 | N/A |  |  |  | Yes | [13 empty] | Deferred
2 | WATN01 | T-4 | Capacity Auction | 2021 | Fernwood Group Limited |  | WATN01 |  | 01159389378 | charles.holehouse@fernwood.co.uk | Distribution | Non CMRS | New Build Generating CMU | Gas | OCGT and Reciprocating Engines (Fuel Type - Gas) |  | Conditionally Prequalified | Opt-In |  | 15 |  | Yes | Yes |  | 182980 | Yes | 19.3 |  |  | 18.298 |  |  |  | 18.298 |  |  | Gas Reciprocating Common Ln, Watnall, Nottingham NG16 1HD, UK SK 509 453 | N/A |  |  |  | Yes | [13 empty] | Deferred
1 | WATVO1 | T-4 | Capacity Auction | 2021 | Walker & Son (Hauliers) Limited |  | Watervole |  | 01777874926 | lee.bartrop@walker-tuxford.co.uk | Distribution | Non CMRS | New Build Generating CMU | Gas | OCGT and Reciprocating Engines (Fuel Type - Gas) |  | Conditionally Prequalified | Opt-In |  | 15 |  | Yes | Yes |  | 189620 |  | 20 |  |  | 18.962 |  |  |  | 18.962 |  |  | A 20MW new build gas generating station.. Plot A3, Watervole Way, Doncaster, DN4 5JP SE 581 006 | N/A |  |  |  | Yes | [13 empty] | Deferred
2 | WB1-17 | T-4 | Capacity Auction | 2021 | EDF Energy plc |  | West Burton B Power Station CMU 1 | EDF Energy Holdings Limited | 01452653775 | EDFEnergyCMSecondaryTrading@edfenergy.com | Transmission | CMRS | Existing Generating CMU | Gas | CCGT |  | Prequalified | Opt-In |  | 1 |  |  |  |  | 0 |  | 461.5 |  |  | 415.35 |  |  |  | 423 |  |  | West Burton B Power Station CMU 1 WB1-17= 100% T_WBURB-1 West Burton B Power Station, West Burton, Retford, Nottinghamshire, DN22 9BL SK 801 859 | 7229 |  |  |  | No |  |  |  | No | [9 empty] | No
1 | WB2-17 | T-4 | Capacity Auction | 2021 | EDF Energy plc |  | West Burton B Power Station CMU 2 | EDF Energy Holdings Limited | 01452653775 | EDFEnergyCMSecondaryTrading@edfenergy.com | Transmission | CMRS | Existing Generating CMU | Gas | CCGT |  | Prequalified | Opt-In |  | 1 |  |  |  |  | 0 |  | 461.5 |  |  | 415.35 |  |  |  | 423 |  |  | West Burton B Power Station CMU 2 WB2-17= 100% T_WBURB-2 West Burton B Power Station, West Burton, Retford, Nottinghamshire, DN22 9BL SK 801 859 | 7229 |  |  |  | No |  |  |  | No | [9 empty] | No
2 | WB3-17 | T-4 | Capacity Auction | 2021 | EDF Energy plc |  | West Burton B Power Station CMU 3 | EDF Energy Holdings Limited | 01452653775 | EDFEnergyCMSecondaryTrading@edfenergy.com | Transmission | CMRS | Existing Generating CMU | Gas | CCGT |  | Prequalified | Opt-In |  | 1 |  |  |  |  | 0 |  | 461.5 |  |  | 415.35 |  |  |  | 423 |  |  | West Burton B Power Station CMU 3 WB3-17= 100% T_WBURB-3 West Burton B Power Station, West Burton, Retford, Nottinghamshire, DN22 9BL SK 801 859 | 7229 |  |  |  | No |  |  |  | No | [9 empty] | No
1 | WBBSCM | T-4 | Capacity Auction | 2021 | Ecotricity (Next Generation) Limited |  | Wallbridge Battery Storage | Ecotricity Group Ltd | 01453756111 | info@ecotricity.co.uk | Distribution | Non CMRS | New Build Generating CMU | Storage - Battery | Storage | Yes | Conditionally Prequalified | Opt-In |  | 15 |  | Yes | Yes |  | 19530 | Yes | 2.032 |  |  | 1.953 |  |  |  | 2.018 |  |  | This CMU is formed of a battery bank and PCS capable of providing in excess of 2MW of power. The system is connected via switch gear and a transformer to the 11kV network in WPD's West Midland region. Unit 3, Wallbridge Industrial Estate, Wallbridge, Stroud, Gloucestershire, GL5 3JU SO 847 049 | N/A |  |  |  | Yes | [13 empty] | Deferred
2 | WBSF19 | T-4 | Capacity Auction | 2021 | SpectrumReserve4 Ltd |  | Wishaw Battery Storage Facility |  | 02082399917 | info@gridcodepower.com | Distribution | Non CMRS | New Build Generating CMU | Storage - Battery | Storage | Yes | Conditionally Prequalified | Opt-In |  | 15 |  | Yes | Yes |  | 287370 | Yes | 29.9 |  |  | 28.737 |  |  |  | 28.737 |  |  | The facility consists of a lithium Ion battery storage system capable of importing, storing and exporting electricity. It connects to SPEN’s 33kV distribution network at 33kV Yard (see map) near to 137 Netherton Street, Wishaw, ML2 0EY NS 785 545 | N/A |  |  |  | Yes | [13 empty] | Deferred
1 | WD4005 | T-4 | Capacity Auction | 2021 | Mantella Power Ltd |  | Arncott |  | 01675437777 | desk@greenfrogpower.co.uk | Distribution | CMRS | New Build Generating CMU | Gas | OCGT and Reciprocating Engines (Fuel Type - Gas) |  | Conditionally Prequalified | Opt-In |  | 15 |  | Yes | Yes |  | 47410 | Yes | 5 |  |  | 4.741 |  |  |  | 4.741 |  |  | Gas fired reciprocating engines. Brook Farm, Ploughley Road, Lower Arncott, OX25 1NY See attached location note SP 604 179 | N/A |  |  |  | Yes | [13 empty] | Deferred
2 | WEST_1 | T-4 | Capacity Auction | 2021 | WESTFIELD ENERGY LIMITED |  | Westfield 1 | Hargreaves Services PLC | 01913734485 | info@hsgplc.co.uk | Distribution | Non CMRS | New Build Generating CMU | Gas | OCGT and Reciprocating Engines (Fuel Type - Gas) |  | Conditionally Prequalified | Opt-In |  | 15 |  | Yes | Yes |  | 188010 | Yes | 19.83 |  |  | 18.801 |  |  |  | 18.962 |  |  | 10 x 2MW Reciprocating engines Westfield Energy Limited. Lochgelly, Fife, KY5 0HQ NT198988 | N/A |  |  |  | Yes | [13 empty] | Deferred
1 | WESTM1 | T-4 | Capacity Auction | 2021 | WEST MELTON BATTERY STORAGE LIMITED |  | West Melton Storage | Low Carbon Storage Investment Company Limited | 02074090700 | enquiries@lowcarbon.com | Distribution | Non CMRS | New Build Generating CMU | Storage - Battery | Storage | Yes | Conditionally Prequalified | Opt-In |  | 15 |  | Yes | Yes |  | 479590 | Yes | 49.9 |  |  | 47.959 |  |  |  | 47.959 |  |  | Lithium Ion battery storage system capable of importing, storing and exporting electricity. land adj West Melton Electricity substation Elsecar Road Brampton Bierlow, S63 6AG SE 412 007 | N/A |  |  |  | Yes | [13 empty] | Deferred
2 | WG1-17 | T-4 | Capacity Auction | 2021 | EDF Energy plc |  | West Burton A Power Station Gas Turbine CMU 1 | EDF Energy Holdings Limited | 01452653775 | EDFEnergyCMSecondaryTrading@edfenergy.com | Transmission | CMRS | Existing Generating CMU | Distillate | OCGT and Reciprocating Engines (Fuel Type - Diesel) |  | Prequalified | Opt-In |  | 1 |  |  |  |  | 0 |  | 20 |  |  | 18.962 |  |  |  | 18.962 |  |  | West Burton A Power Station Gas Turbine CMU 1 WG1-17 = 100% T_WBUGT-1 West Burton A Power Station, West Burton, Retford, Nottinghamshire, DN22 9BL SK 792 855 | 4007 |  |  |  | No |  |  |  | No | [9 empty] | No
1 | WG4-17 | T-4 | Capacity Auction | 2021 | EDF Energy plc |  | West Burton A Power Station Gas Turbine CMU 4 | EDF Energy Holdings Limited | 01452653775 | EDFEnergyCMSecondaryTrading@edfenergy.com | Transmission | CMRS | Existing Generating CMU | Distillate | OCGT and Reciprocating Engines (Fuel Type - Diesel) |  | Prequalified | Opt-In |  | 1 |  |  |  |  | 0 |  | 20 |  |  | 18.962 |  |  |  | 18.962 |  |  | West Burton A Power Station Gas Turbine CMU 4 WG4-17= 100%T_WBUGT-4 West Burton A Power Station, West Burton, Retford, Nottinghamshire, DN22 9BL SK 792 855 | 4009 |  |  |  | No |  |  |  | No | [9 empty] | No
2 | WHAR03 | T-4 | Capacity Auction | 2021 | Wharf Power Limited |  | Wharf Power | Red Poll Power Limited | 02920547206 | matthew.tucker@welshpower.com | Distribution | Non CMRS | New Build Generating CMU | Gas | OCGT and Reciprocating Engines (Fuel Type - Gas) |  | Conditionally Prequalified | Opt-In |  | 15 |  | Yes | Yes |  | 149800 | Yes | 15.8 |  |  | 14.98 |  |  |  | 15.17 |  |  | 16 MW power plant comprising 8 x 2MW gas reciprocating engines. Power plant will be connected to the local distribution network and local gas network. Mersey Wharf Business Park, Dock Road South, Bromborough Pool, Wirral, Merseyside, CH62 4SU SJ 352 843 | N/A |  |  |  | Yes | [13 empty] | Deferred
1 | WHET05 | T-4 | Capacity Auction | 2021 | RYDBERG DEVELOPMENT COMPANY LIMITED |  | WHET05 | Hartree Partners Power Holdings (UK) Limited | 02072017134 | londonpoweroperations@hplp.com | Distribution | Non CMRS | New Build Generating CMU | Gas | OCGT and Reciprocating Engines (Fuel Type - Gas) |  | Conditionally Prequalified | Opt-In |  | 15 |  | Yes | Yes |  | 56890 | Yes | 6 |  |  | 5.689 |  |  |  | 5.689 |  |  | New build power station comprised of multiple reciprocating engines. Maxi Readymix Concrete, Enderby Road,Industrial Estate, Whetstone, Leicester LE8 6HZ SP 557 982 | N/A |  |  |  | Yes | [13 empty] | Deferred
2 | WILL_C | T-4 | Capacity Auction | 2021 | Willington Power Limited |  | WILLINGTON C CCGT |  |  |  | Transmission | CMRS | New Build Generating CMU | Gas | CCGT |  | Conditionally Prequalified | Opt-In |  | 15 |  | Yes |  |  | 13770000 |  | 1530 |  |  | 1377 |  |  |  | 1377 |  |  | Unit 1 of a new combined cycle power station comprising the latest technology gas turbine, heat recovery steam generator, steam turbine and associated balance of plant. This will be constructed on a brownfield site at Willington Power Station, Derbyshire. Willington Power Station, Twyford Road, Willington, Derby, DE65 6PP SK 309 291 | N/A |  |  |  | No |  |  |  | No | [9 empty] | No
X | WILL_C-Component |  |  |  | Willington Power Limited | [9 empty] | CCGT | [21 empty] | Unit 2 of a new combined cycle power station comprising the latest technology gas turbine, heat recovery steam generator, steam turbine and associated balance of plant. This will be constructed on a brownfield site at Willington Power Station, Derbyshire. Willington Power Station, Twyford Road, Willington, Derby, DE65 6PP SK 309 291
1 | WINC04 | T-4 | Capacity Auction | 2021 | Wincham Lane Power Limited |  | WINC04 | Rydberg Development Company Limited | 02072017134 | londonpoweroperations@hartreepartners.com | Distribution | Non CMRS | New Build Generating CMU | Gas | OCGT and Reciprocating Engines (Fuel Type - Gas) |  | Conditionally Prequalified | Opt-In |  | 15 |  | Yes |  |  | 191140 |  | 20.16 |  |  | 19.114 |  |  |  | 19.114 |  |  | New build power station comprised of multiple reciprocating engines. Wincham Lane, Wincham, Northwich CW9 6DE SJ 677 753 | N/A |  |  |  | Yes | [13 empty] | Deferred
2 | WITNEY | T-4 | Capacity Auction | 2021 | FC Powergen Limited |  | Witney LNG | Plutus PowerGen PLC | 02037099755 | phil.stephens@plutuspowergen.com | Distribution | Non CMRS | New Build Generating CMU | Gas | OCGT and Reciprocating Engines (Fuel Type - Gas) |  | Prequalified | Opt-In |  | 15 |  |  |  |  | 0 |  | 20 |  |  | 18.962 |  |  |  | 18.962 |  |  | New build 20MW LNG fired Gas Generation facility, connected at the distribution network boundary using a COP2 meter with no auxilliary load on site Supergas Industrial Estate, Downs Road, Minster Lovell, Witney, Oxfordshire, OX29 0SZ SP 328 104 | N/A |  |  |  | Yes | [13 empty] | Deferred
1 | WKMKT1 | T-4 | Capacity Auction | 2021 | HC ESS3 Limited |  | WICKHAM MKT 1 |  | 01432263484 | admin@noriker.co.uk | Distribution | Non CMRS | New Build Generating CMU | Storage - Battery | Storage | Yes | Conditionally Prequalified | Opt-In |  | 15 |  | Yes |  |  | 288330 | Yes | 30 |  |  | 28.833 |  |  |  | 28.833 |  |  | battery storage The Street, Hacheston, IP13 9ND TM 301 596 | N/A |  |  |  | Yes | [13 empty] | Deferred
2 | WKMKT2 | T-4 | Capacity Auction | 2021 | HC ESS3 Limited |  | WICKHAM MKT 2 |  | 01432263484 | admin@noriker.co.uk | Distribution | Non CMRS | New Build Generating CMU | Storage - Battery | Storage | Yes | Conditionally Prequalified | Opt-In |  | 15 |  | Yes |  |  | 192220 | Yes | 20 |  |  | 19.222 |  |  |  | 19.222 |  |  | battery storage The Street, Hacheston, IP13 9ND TM 301 596 | N/A |  |  |  | Yes | [13 empty] | Deferred
1 | WolInc | T-4 | Capacity Auction | 2021 | Wolverhampton Waste Services Limited |  | Wolverhampton Incinerator |  |  |  | Distribution | Non CMRS | Existing Generating CMU | Waste | Coal/biomass |  | Rejected | Opt-In |  | 1 |  |  |  |  | 0 |  | 5.745 |  |  | 5.031 |  |  |  | 9.021 |  |  | 2 stream municipal waste incinerator. Total Installed capacity 8.7MW, DNC 8.35MW Wolverhampton EfW Crown Street West Midlands WV1 1QB SO 917 999 | 1424993500000 |  |  |  | Yes | [13 empty] | Deferred
2 | WOLV03 | T-4 | Capacity Auction | 2021 | Wolverhampton Power Ltd |  | Wolverhampton Power | Yili Limited | 02920547206 | matthew.tucker@welshpower.com | Distribution | Non CMRS | New Build Generating CMU | Gas | OCGT and Reciprocating Engines (Fuel Type - Gas) |  | Conditionally Prequalified | Opt-In |  | 15 |  | Yes | Yes |  | 149800 | Yes | 15.8 |  |  | 14.98 |  |  |  | 15.17 |  |  | 16 MW power plant comprising 8 x 2MW gas reciprocating engines. The power plant will be connected to the local distribution network and local gas network. Wolverhampton Power, Northern Steel Rocks, Cross Street, Wolverhampton, WV1 2HS SO 928 983 | N/A |  |  |  | Yes | [13 empty] | Deferred
1 | WOLVS1 | T-4 | Capacity Auction | 2021 | West Midlands Grid Storage Two Ltd |  | WOLVS 1 |  | 01432263484 | admin@noriker.co.uk | Distribution | Non CMRS | New Build Generating CMU | Storage - Battery | Storage | Yes | Conditionally Prequalified | Opt-In |  | 15 |  | Yes |  |  | 48060 |  | 5 |  |  | 4.806 |  |  |  | 4.806 |  |  | battery storage Commercial Road, Wolverhampton, WV1 3RD SO 923 981 | N/A |  |  |  | Yes | [13 empty] | Deferred
2 | WPKA01 | T-4 | Capacity Auction | 2021 | Greenspan Nifty Fifty Limited |  | Wardpark Alpha | Greenspan Energy Limited | 01315144444 | capacitymarket@greenspanenergy.com | Distribution | Non CMRS | New Build Generating CMU | Gas | OCGT and Reciprocating Engines |  | Conditionally Prequalified | Opt-In |  | 15 |  | Yes |  |  | 37920 |  | 4 |  |  | 3.792 |  |  |  | 3.792 |  |  | New build gas generator 2 South Wardpark Place, Wardpark, Cumbernauld, Glasgow, North Lanarkshire, G67 3HX NS 775 765 | N/a |  |  |  | Yes | [13 empty] | Deferred
1 | WPKB01 | T-4 | Capacity Auction | 2021 | Greenspan Nifty Fifty Limited |  | Wardpark Bravo | Greenspan Energy Limited | 01315144444 | capacitymarket@greenspanenergy.com | Distribution | Non CMRS | New Build Generating CMU | Gas | OCGT and Reciprocating Engines |  | Conditionally Prequalified | Opt-In |  | 15 |  | Yes |  |  | 37920 |  | 4 |  |  | 3.792 |  |  |  | 3.792 |  |  | New build gas generator 2 South Wardpark Place, Wardpark, Cumbernauld, Glasgow, North Lanarkshire, G67 3HX NS 775 765 | N/a |  |  |  | Yes | [13 empty] | Deferred
2 | WPL001 | T-4 | Capacity Auction | 2021 | WINCHESTER POWER LIMITED |  | Stockbridge Road Energy Storage Barn |  | 08443572637 | capacity.market@infra3.com | Distribution | Non CMRS | New Build Generating CMU | Storage - Battery | Storage | Yes | Conditionally Prequalified | Opt-In |  | 15 |  | Yes | Yes |  | 94570 | Yes | 9.84 |  |  | 9.457 |  |  |  | 9.611 |  |  | 10MW Energy Storage System comprising of Lithium Ion containerised batteries, power converters and battery management system. Stockbridge Road Energy Storage Barn, Land adjacent to B3049, Stockbridge Road, Winchester, SO22 5FP SU 459 313 | N/A |  |  |  | Yes | [13 empty] | Deferred
1 | WTBS01 | T-4 | Capacity Auction | 2021 | EPC Providers Etech Ltd |  | WT Battery Storage |  |  |  | Distribution | Non CMRS | New Build Generating CMU | Storage - Battery | Storage | Yes | Rejected | Opt-In |  | 15 |  |  |  |  | 0 |  | 9.95 |  |  | 9.563 |  |  |  | 9.611 |  |  | CMU consists of Stationary Lithium ion Battery with ability to export or import 10MW via grid site connection Ravenshaw Way, Solihull B91 2SU SP173792 | N/A |  |  |  | Yes | [13 empty] | Deferred
2 | XC4003 | T-4 | Capacity Auction | 2021 | Mantella Power Ltd |  | Harts Farm Way |  | 01675437777 | desk@greenfrogpower.co.uk | Distribution | CMRS | New Build Generating CMU | Gas | OCGT and Reciprocating Engines (Fuel Type - Gas) |  | Conditionally Prequalified | Opt-In |  | 15 |  | Yes | Yes |  | 180140 | Yes | 19 |  |  | 18.014 |  |  |  | 18.014 |  |  | Gas fired reciprocating engines. Harts Farm Way, Havant, PO9 1HS SU 706 058 | N/A |  |  |  | Yes | [13 empty] | Deferred
1 | YARD01 | T-4 | Capacity Auction | 2021 | Less Waste Limited |  | Yardley Road Energy Storage |  | 01775720930 | matthew.hicks@inchoo.org.uk | Distribution | Non CMRS | New Build Generating CMU | Storage - Battery | Storage | Yes | Conditionally Prequalified | Opt-In |  | 15 |  | Yes | Yes |  | 192220 | Yes | 20 |  |  | 19.222 |  |  |  | 19.222 |  |  | Energy storage system providing capacity market, dynamic FFR and other balancing services. 1A Yardley Road Liverpool L33 7SS SJ435983 | N/A |  |  |  | Yes | [13 empty] | Deferred
2 | YB4002 | T-4 | Capacity Auction | 2021 | Mantella Power Ltd |  | Woburn Road A |  | 01675437777 | desk@greenfrogpower.co.uk | Distribution | CMRS | New Build Generating CMU | Gas | OCGT and Reciprocating Engines (Fuel Type - Gas) |  | Conditionally Prequalified | Opt-In |  | 15 |  | Yes | Yes |  | 156890 | Yes | 16.548 |  |  | 15.689 |  |  |  | 15.689 |  |  | Gas fired reciprocating engines. Woburn Road, Bedford, MK43 9AH See attached location note TL 022 456 | N/A |  |  |  | Yes | [13 empty] | Deferred
1 | YEES06 | T-4 | Capacity Auction | 2021 | Renewable Energy Systems Limited |  | Yeovil Energy Storage | Renewable Energy Systems Holdings Limited | 01923299200 | edward.kenney-herbert@res-group.com | Distribution | CMRS | New Build Generating CMU | Storage - Battery | Storage | Yes | Conditionally Prequalified | Opt-In |  | 15 |  | Yes | Yes |  | 57670 | Yes | 6 |  |  | 5.767 |  |  |  | 5.767 |  |  | New build battery 33 Oxford Road Yeovil BA21 5HR ST 576 169 | N/A |  |  |  | Yes | [13 empty] | Deferred
2 | ZA4001 | T-4 | Capacity Auction | 2021 | Mantella Power Ltd |  | Macdonald |  | 01675437777 | desk@greenfrogpower.co.uk | Distribution | CMRS | New Build Generating CMU | Gas | OCGT and Reciprocating Engines (Fuel Type - Gas) |  | Conditionally Prequalified | Opt-In |  | 15 |  | Yes | Yes |  | 189620 | Yes | 20 |  |  | 18.962 |  |  |  | 18.962 |  |  | Gas fired reciprocating engines. Caerwent Lane, Mathern, NP16 6UN ST 538 914 | N/A |  |  |  | Yes | [13 empty] | Deferred