## Register
FALSE | Auction Identifiers |  |  |  | Applicant Data | [5 empty] | CM Unit Data | [5 empty] | Pre-qualification Status |  |  | Obligation | Pre-Qualification Conditions | [5 empty] | Connection Capacity Data [MW] |  |  | De-Rated Capacity [MW] |  |  |  | Applicant Anticipated De-Rated Capacity [MW] |  |  | CM Component Data |  | DSR Test Certificate |  |  | Metering Assessment Questions | [14 empty] | Metering Assessment Outcome | Pre-Auction Info |  |  | Post-Auction Information |  | Capacity Agreement Information | [6 empty] | Capacity Agreement Conditions | [7 empty] | Metering Assessment |  | Termination Fees |  |  |  |  | Penalty Caps |  | Security Interest |  | Termination of Capacity Agreement |  | Secondary Trading Information |  |  | Stress Event Information | Satisfactory Performance
| Unique CMU Identifier | Type | Auction | Delivery Year | Name of Applicant | Agent Name | CM Unit Name | Parent Company | Secondary Trading Contact - Telephone | Secondary Trading Contact - Email | Transmission / Distribution | CM Unit Type | CM Unit Category | Primary Fuel Type | Generating Technology Class | Storage Facility | Pre-Qualification Decision | Opt Out Status | Opt-Out Reason | Maximum Obligation Period | Unproven DSR | New Build Yet to Satisfy Financial Commitment Milestone | Connection Agreement Deferral Declaration under Rule 3.7.3(c) | TEC Deferral or Rule 3.6.3(b) | Amount of Credit Cover | Planning Consents Conditions | Connection Capacity / DSR Capacity | Proven DSR Capacity | DSR Bidding Capacity | De-Rated Capacity | Pre-Refurbishing De-Rated Capacity | Post-Refurbishing De-Rated Capacity | Pre-Refurbishing CMU Status | Anticipated De-Rated Capacity | Anticipated Pre-Refurbishing De-Rated Capacity | Anticipated Post-Refurbishing De-Rated Capacity | Location & Description of CMU Components | Meter Point Administration Numbers | Date of Issue of DSR Test Certificate | Certificate No. | DSR Test Method | Defer CMU Metering Assessment For Settlement | Multiple Connections? | Metering Location | Proposed Metering Option? | Other Generation On Site | Meter Used for other Purposes | Please Specify Why Meter is Used For Other Purpose | Metering Dispensation | Please Specify Metering Dispensation Info | Has the Metering System been Commissioned to verify correct operation of the CMU? | Please Specify Why Metering System is not Commissioned | Metering System Accuracy | Are your meters current and/or voltage transformers calibrated to a reference standard? | Please Specify Why Meters Current Voltage transformer is not Calibrated | Does the Interconnector CMU have any associated load? | Metering Test Required | CMU confirmed entry into Auction? | Duration of Capacity Agreement in First Bidding Round | Pre-Refurbishment Bidding Status | Capacity Agreement Awarded | Duration of Capacity Agreement Awarded | Unique Agreement Identifier | Registered Holder | BM Unit ID | Date of Issue of Capacity Agreement | Term of the Capacity Agreement | Delivery Years for which Agreement Valid | Auction Acquired Capacity Obligation (MW) | Subject to meet Financial Commitment Milestone in accordance with Rule 6.6 | Date for Financial Commitment Milestone | Subject to provide a copy of its Connection Agreement in accordance with Rule 8.3.1(a) | Date for provision of deferred Connection Agreement | Subject to a Minimum Completion Requirement | Long-Stop Date for the Minimum Completion Requirement | Subject to provide a copy of its Grid Connection Agreement in accordance with Rule 8.3.1(b) | Date for provision of deferred TEC | Metering Assessment Required | Date by which Metering Assessment must be completed | Termination Fee 1 Rate | Termination Fee 2 Rate | Termination Fee 3 Rate | Termination Fee 4 Rate | Termination Fee 5 Rate | Annual Penalty Cap | Monthly Penalty Cap | Legal Name of any Person with a Security Interest | Nature of the Security Interest | Capacity Agreement has been Terminated | Date of Termination of Capacity Agreement | The Physically Traded Capacity Obligation for the Period of the Transfer | Period for which the transfer applies | Capacity obligation Summary | Beta Value | Suspension or Repayment of Capacity Payments pursuant to Rule 13.4.1
1 | 20CRU1 | T-4 | Capacity Auction | 2024 | Drax Power Limited |  | Cruachan Unit 1 | Drax Smart Generation HoldCo Limited | 01757618381 | CMSecondaryTrading@drax.com | Transmission | CMRS | Existing Generating CMU | Storage - Pumped |  | Yes | Prequalified | Opt-In |  | 1 |  |  |  |  | 0 |  | 120.683 |  |  | 114.214 |  |  |  | 114.214 | [7 empty] | No |  |  |  | No | [10 empty] | No | N/A | 1 |  | Yes | 1
X | 20CRU1 - Component - T_CRUA-1 | [13 empty] | Storage (Duration 12h) | [21 empty] | Unit 1 Cruachan pumped storage hydro plant Lochawe, Dalmally, Argyll, PA33 1AN, Scotland NN 077 268
2 | 20CRU2 | T-4 | Capacity Auction | 2024 | Drax Power Limited |  | Cruachan Unit 2 | Drax Smart Generation HoldCo Limited | 01757618381 | CMSecondaryTrading@drax.com | Transmission | CMRS | Existing Generating CMU | Storage - Pumped |  | Yes | Prequalified | Opt-In |  | 1 |  |  |  |  | 0 |  | 120.226 |  |  | 113.782 |  |  |  | 113.782 | [7 empty] | No |  |  |  | No | [10 empty] | No | N/A | 1 |  | Yes | 1
X | 20CRU2 - Component - T_CRUA-2 | [13 empty] | Storage (Duration 12h) | [21 empty] | Unit 2 Cruachan pumped storage hydro plant Lochawe, Dalmally, Argyll, PA33 1AN, Scotland NN 077 268
1 | 20CRU3 | T-4 | Capacity Auction | 2024 | Drax Power Limited |  | Cruachan Unit 3 | Drax Smart Generation HoldCo Limited | 01757618381 | CMSecondaryTrading@drax.com | Transmission | CMRS | Existing Generating CMU | Storage - Pumped |  | Yes | Prequalified | Opt-In |  | 1 |  |  |  |  | 0 |  | 100 |  |  | 94.64 |  |  |  | 94.64 | [7 empty] | No |  |  |  | No | [10 empty] | No | N/A | 1 |  | Yes | 1
X | 20CRU3 - Component - T_CRUA-3 | [13 empty] | Storage (Duration 12h) | [21 empty] | Unit 3 Cruachan pump storage hydro plant Lochawe, Dalmally, Argyll, PA33 1AN, Scotland NN 077 268
2 | 20CRU4 | T-4 | Capacity Auction | 2024 | Drax Power Limited |  | Cruachan Unit 4 | Drax Smart Generation HoldCo Limited | 01757618381 | CMSecondaryTrading@drax.com | Transmission | CMRS | Existing Generating CMU | Storage - Pumped |  | Yes | Prequalified | Opt-In |  | 1 |  |  |  |  | 0 |  | 100.685 |  |  | 95.288 |  |  |  | 95.288 | [7 empty] | No |  |  |  | No | [10 empty] | No | N/A | 1 |  | Yes | 1
X | 20CRU4 - Component - T_CRUA-4 | [13 empty] | Storage (Duration 12h) | [21 empty] | Unit 4 Cruachan pump storage hydro plant Lochawe, Dalmally, Argyll, PA33 1AN, Scotland NN 077 268
1 | 20DC_4 | T-4 | Capacity Auction | 2024 | VPI Power Limited |  | Damhead Creek 2 Unit 4 CCGT | VPI Holding Limited | 02038375787 | EMR@vpi-i.com | Transmission | CMRS | New Build Generating CMU | Gas |  |  | Prequalified | Opt-In |  | 15 |  | Yes |  |  | 8100000 |  | 900 |  |  | 810 |  |  |  | 810 | [7 empty] | Yes | [14 empty] | Deferred | Yes | 15 |  | No | N/A
X | 20DC_4 - Component - DHC2U4 | [13 empty] | Combined Cycle Gas Turbine (CCGT) | [21 empty] | A new Combined Cycle Gas Turbine unit (unit 4) at Damhead Creek 2 power plant Kingsnorth, Hoo, Rochester, Kent, ME3 9TX TQ 810 728
2 | 20DC_5 | T-4 | Capacity Auction | 2024 | VPI Power Limited |  | Damhead Creek 2 Unit 5 CCGT | VPI Holding Limited | 02038375787 | EMR@vpi-i.com | Transmission | CMRS | New Build Generating CMU | Gas |  |  | Prequalified | Opt-In |  | 15 |  | Yes |  |  | 0 |  | 900 |  |  | 810 |  |  |  | 810 | [7 empty] | Yes | [14 empty] | Deferred | Yes | 15 |  | No | N/A
X | 20DC_5 - Component - DHC2U5 | [13 empty] | Combined Cycle Gas Turbine (CCGT) | [21 empty] | a new combined cycle gas turbine (unit 5) at Damhead Creek 2 power plant Kingsnorth, Hoo, Rochester, Kent, ME3 9TX TQ 810 728
1 | 20PR01 | T-4 | Capacity Auction | 2024 | UK Power Reserve Limited |  | Aberdare Power Station | SEMBCORP ENERGY UK LIMITED | 01217121970 | trading@ukpowerreserve.com | Distribution | CMRS | Existing Generating CMU | Gas |  |  | Prequalified | Opt-In |  | 1 |  |  |  |  | 0 |  | 10 |  |  | 9.522 |  |  |  | 9.522 | [7 empty] | No | No | Yes |  | Yes | [10 empty] | Provided | N/A | 1 |  | Yes | 1
X | 20PR01 - Component - E_ABERDARE | [13 empty] | Reciprocating engines | [21 empty] | The CMU will be formed of multiple individual gas generating units controlled centrally and exporting to the distribution system. Aberaman Industrial Estate (South Bound), Aberaman, Nr Aberdare, Rhondda Cynon Taff, CF44 6DA SO 020 009
2 | 20PR02 | T-4 | Capacity Auction | 2024 | UK Power Reserve Limited |  | Bridgwater Power Station | SEMBCORP ENERGY UK LIMITED | 01217121970 | trading@ukpowerreserve.com | Distribution | CMRS | Existing Generating CMU | Gas |  |  | Prequalified | Opt-In |  | 1 |  |  |  |  | 0 |  | 10 |  |  | 9.522 |  |  |  | 9.522 | [7 empty] | No | No | Yes |  | No | [10 empty] | No | N/A | 1 |  | Yes | 1
X | 20PR02 - Component - E_BRIDGWTR | [13 empty] | Reciprocating engines | [21 empty] | The CMU will be formed of multiple individual gas generating units controlled centrally and exporting to the distribution system. The Canalside, Marsh Lane, off Showground Road, Bridgwater, Somerset, TA6 6LQ ST 306 350
1 | 20PR03 | T-4 | Capacity Auction | 2024 | UK Power Reserve Limited |  | Sevington Power Station | SEMBCORP ENERGY UK LIMITED | 01217121970 | trading@ukpowerreserve.com | Distribution | CMRS | Existing Generating CMU | Gas |  |  | Prequalified | Opt-In |  | 1 |  |  |  |  | 0 |  | 10 |  |  | 9.522 |  |  |  | 9.522 | [7 empty] | No | No | Yes |  | No | [10 empty] | No | N/A | 1 |  | Yes | 1
X | 20PR03 - Component - E_SEVINGTN | [13 empty] | Reciprocating engines | [21 empty] | The CMU will be formed of multiple individual gas generating units controlled centrally and exporting to the distribution system. The Long Barrow, Willesborough, Ashford, Kent. TN24 0GP TR 024 406
2 | 20PR04 | T-4 | Capacity Auction | 2024 | UK Power Reserve Limited |  | Solutia Power Station | SEMBCORP ENERGY UK LIMITED | 01217121970 | trading@ukpowerreserve.com | Distribution | CMRS | Existing Generating CMU | Gas |  |  | Prequalified | Opt-In |  | 1 |  |  |  |  | 0 |  | 10 |  |  | 9.522 |  |  |  | 9.522 | [7 empty] | No | No | Yes |  | Yes | [10 empty] | Provided | N/A | 1 |  | Yes | 1
X | 20PR04 - Component - E_SOLUTIA | [13 empty] | Reciprocating engines | [21 empty] | The CMU will be formed of multiple individual gas generating units controlled centrally and exporting to the distribution system. Traston Road, Off Corporation Road, Newport , Gwent, NP19 4RQ ST 338 863
1 | 20PR05 | T-4 | Capacity Auction | 2024 | UK Power Reserve Limited |  | South Cornelly Power Station | SEMBCORP ENERGY UK LIMITED | 01217121970 | trading@ukpowerreserve.com | Distribution | Non CMRS | Existing Generating CMU | Gas |  |  | Prequalified | Opt-In |  | 1 |  |  |  |  | 0 |  | 9.3 |  |  | 8.855 |  |  |  | 8.855 | [7 empty] | No | No | Yes | Metering Option (a) (Supplier Settlement Metering Configuration Solution) | No |  |  | No | [7 empty] | No | N/A | 1 |  | Yes | 1
X | 20PR05 - Component - PORTH-1 | [13 empty] | Reciprocating engines | [21 empty] | The CMU will be formed of multiple individual gas generating units controlled centrally and exporting to the distribution system. South Cornelly Trading Estate, Porthcawl Road, Bridgend, CF33 4RE SS 820 800
2 | 20PR06 | T-4 | Capacity Auction | 2024 | UK Power Reserve Limited |  | Styal Road Power Station | SEMBCORP ENERGY UK LIMITED | 01217121970 | trading@ukpowerreserve.com | Distribution | Non CMRS | Existing Generating CMU | Gas |  |  | Prequalified | Opt-In |  | 1 |  |  |  |  | 0 |  | 10 |  |  | 9.522 |  |  |  | 9.522 | [7 empty] | No | No | Yes | Metering Option (a) (Supplier Settlement Metering Configuration Solution) | No |  |  | No | [7 empty] | No | N/A | 1 |  | Yes | 1
X | 20PR06 - Component - MATHE-1 | [13 empty] | Reciprocating engines | [21 empty] | The CMU will be formed of multiple individual gas generating units controlled centrally and exporting to the distribution system. Gate Lodge, Boundary Farm, Styal Road, Wythenshawe, Manchester, M22 5YA SJ 837 848
1 | 20PR07 | T-4 | Capacity Auction | 2024 | UK Power Reserve Limited |  | Humber Power Station | SEMBCORP ENERGY UK LIMITED | 01217121970 | trading@ukpowerreserve.com | Distribution | Non CMRS | Existing Generating CMU |  |  |  |  | Opt-Out | Closed down, decommissioned or otherwise non-operational by the start of the relevant Delivery Year | [14 empty] | 3.681 | [7 empty] | No | No | Yes | Metering Option (a) (Supplier Settlement Metering Configuration Solution) | No |  |  | No | [7 empty] | N/A
X | 20PR07 - Component - UKPRA-1 | [13 empty] | Reciprocating engines | [21 empty] | The CMU will be formed of multiple individual gas generating units controlled centrally and exporting to the distribution system. Poole Bank Nurseries , Common Lane, Welton, Hull, HU15 1UT SE 957 269
2 | 20PR08 | T-4 | Capacity Auction | 2024 | UK Power Reserve Limited |  | Cantelo Power Station | SEMBCORP ENERGY UK LIMITED | 01217121970 | trading@ukpowerreserve.com | Distribution | Non CMRS | Existing Generating CMU | Gas |  |  | Prequalified | Opt-In |  | 1 |  |  |  |  | 0 |  | 9.6 |  |  | 9.141 |  |  |  | 9.141 | [7 empty] | No | No | Yes | Metering Option (a) (Supplier Settlement Metering Configuration Solution) | No |  |  | No | [7 empty] | No | N/A | 1 |  | Yes | 1
X | 20PR08 - Component - UKPRA-08 | [13 empty] | Reciprocating engines | [21 empty] | The CMU will be formed of multiple individual gas generating units controlled centrally and exporting to the distribution system. Cantelo Reception, UK Power Reserve Ltd, Bradon Farm, Isle Abbots, Taunton, Somerset. TA3 6RX ST 360 197
1 | 20PR09 | T-4 | Capacity Auction | 2024 | UK Power Reserve Limited |  | Watson Street Power Station | SEMBCORP ENERGY UK LIMITED | 01217121970 | trading@ukpowerreserve.com | Distribution | Non CMRS | Existing Generating CMU | Gas |  |  | Prequalified | Opt-In |  | 1 |  |  |  |  | 0 |  | 8.5 |  |  | 8.094 |  |  |  | 8.094 | [7 empty] | No | No | Yes | Metering Option (a) (Supplier Settlement Metering Configuration Solution) | No |  |  | No | [7 empty] | No | N/A | 1 |  | Yes | 1
X | 20PR09 - Component - UKPRA-09 | [13 empty] | Reciprocating engines | [21 empty] | The CMU will be formed of multiple individual gas generating units controlled centrally and exporting to the distribution system. Watson Street Power Station, Burtonhead Road, St Helens, WA9 5EA SJ 508 946
2 | 20PR10 | T-4 | Capacity Auction | 2024 | UK Power Reserve Limited |  | Cowley Hill Power Station | SEMBCORP ENERGY UK LIMITED | 01217121970 | trading@ukpowerreserve.com | Distribution | Non CMRS | Existing Generating CMU | Gas |  |  | Prequalified | Opt-In |  | 1 |  |  |  |  | 0 |  | 9.5 |  |  | 9.046 |  |  |  | 9.046 | [7 empty] | No | No | Yes | Metering Option (a) (Supplier Settlement Metering Configuration Solution) | No |  |  | No | [7 empty] | No | N/A | 1 |  | Yes | 1
X | 20PR10 - Component - UKPRA-10 | [13 empty] | Reciprocating engines | [21 empty] | The CMU will be formed of multiple individual gas generating units controlled centrally and exporting to the distribution system. Cowley Hill Works Boilerhouse, Albert Street, St Helens, WA10 2RZ SJ 511 962
1 | 20PR11 | T-4 | Capacity Auction | 2024 | UK Power Reserve Limited |  | Greengate Power Station | SEMBCORP ENERGY UK LIMITED | 01217121970 | trading@ukpowerreserve.com | Distribution | Non CMRS | Existing Generating CMU | Gas |  |  | Prequalified | Opt-In |  | 1 |  |  |  |  | 0 |  | 9.8 |  |  | 9.332 |  |  |  | 9.332 | [7 empty] | No | No | Yes | Metering Option (a) (Supplier Settlement Metering Configuration Solution) | No |  |  | No | [7 empty] | No | N/A | 1 |  | Yes | 1
X | 20PR11 - Component - UKPRA-11 | [13 empty] | Reciprocating engines | [21 empty] | The CMU will be formed of multiple individual gas generating units controlled centrally and exporting to the distribution system. Greengate Works Power Station, Sutton Heath Road or Burtonhead Road, St Helens, WA9 5DS SJ 511 944
2 | 20PR12 | T-4 | Capacity Auction | 2024 | UK Power Reserve Limited |  | Asfordby 1 Power Station | SEMBCORP ENERGY UK LIMITED | 01217121970 | trading@ukpowerreserve.com | Distribution | Non CMRS | Existing Generating CMU |  |  |  |  | Opt-Out | Closed down, decommissioned or otherwise non-operational by the start of the relevant Delivery Year | [14 empty] | 19.044 | [7 empty] | No | No | No | Metering Option (b) (Bespoke Metering Configuration Solution) | Yes | Yes | STOR contract metering |  |  | Yes |  | N/A | Yes |  |  | N/A
X | 20PR12 - Component - STALL-2 | [13 empty] | Reciprocating engines | [21 empty] | The CMU will be formed of multiple individual reciprocating diesel generating units controlled centrally and exporting to the distribution system. Zone P, Asfordby Business Park, Welby Road, Melton Mowbray, Leicestershire, LE14 3JL SK 726 207
1 | 20PR14 | T-4 | Capacity Auction | 2024 | UK Power Reserve Limited |  | Monckton Road Power Station | SEMBCORP ENERGY UK LIMITED | 01217121970 | trading@ukpowerreserve.com | Distribution | Non CMRS | Existing Generating CMU |  |  |  |  | Opt-Out | Closed down, decommissioned or otherwise non-operational by the start of the relevant Delivery Year | [14 empty] | 18.743 | [7 empty] | No | No | Yes | Metering Option (a) (Supplier Settlement Metering Configuration Solution) | No |  |  | No | [7 empty] | N/A
X | 20PR14 - Component - STALL-3 | [13 empty] | Reciprocating engines | [21 empty] | The CMU will be formed of multiple individual diesel reciprocating generating units controlled centrally and exporting to the distribution system. Monkton Road, Wakefield, Yorkshire, WF2 7AL SE 325 188
2 | 20PR15 | T-4 | Capacity Auction | 2024 | UK Power Reserve Limited |  | Trumfleet Power Station | SEMBCORP ENERGY UK LIMITED | 01217121970 | trading@ukpowerreserve.com | Distribution | Non CMRS | Existing Generating CMU |  |  |  |  | Opt-Out | Closed down, decommissioned or otherwise non-operational by the start of the relevant Delivery Year | [14 empty] | 18.195 | [7 empty] | No | No | Yes | Metering Option (a) (Supplier Settlement Metering Configuration Solution) | No |  |  | No | [7 empty] | N/A
X | 20PR15 - Component - STALL-1 | [13 empty] | Reciprocating engines | [21 empty] | The CMU will be formed of multiple individual diesel reciprocating generating units controlled centrally and exporting to the distribution system. Trumfleet Generation Site, Marsh Lane, Trumfleet, Doncaster. DN6 0DU SE 601 118
1 | 22SB01 | T-4 | Capacity Auction | 2024 | Sutton Bridge Power Generation |  | Sutton Bridge | Sutton Bridge Power Systems (London) Limited | 01633530166 | optimisation@calonenergy.com | Transmission | CMRS | Existing Generating CMU |  |  |  |  | Opt-Out | Temporarily non-operational for the Winter of the relevant Delivery Year but operational thereafter | [14 empty] | 765 | [7 empty] | No |  |  |  | No | [10 empty] | N/A
X | 22SB01 - Component - SUTB-1 | [13 empty] | Combined Cycle Gas Turbine (CCGT) | [21 empty] | Existing CCGT Sutton Bridge Power Station Centenary Way Sutton Bridge Lincolnshire PE12 9TF TF 480 199
2 | 22SV10 | T-4 | Capacity Auction | 2024 | Severn Power Limited |  | Severn Unit 10 | Calon Energy (Severn) Limited | 01633530166 | optimisation@calonenergy.com | Transmission | CMRS | Existing Generating CMU |  |  |  |  | Opt-Out | Temporarily non-operational for the Winter of the relevant Delivery Year but operational thereafter | [14 empty] | 382.5 | [7 empty] | No |  |  |  | No | [10 empty] | N/A
X | 22SV10 - Component - SVRP-10 | [13 empty] | Combined Cycle Gas Turbine (CCGT) | [21 empty] | Existing CCGT Unit Severn Power Station West Nash Road Nash Newport NP18 2BZ ST 324 837
1 | 22SV20 | T-4 | Capacity Auction | 2024 | Severn Power Limited |  | Severn Unit 20 | Calon Energy (Severn) Limited | 01633530166 | optimisation@calonenergy.com | Transmission | CMRS | Existing Generating CMU |  |  |  |  | Opt-Out | Temporarily non-operational for the Winter of the relevant Delivery Year but operational thereafter | [14 empty] | 382.5 | [7 empty] | No |  |  |  | No | [10 empty] | N/A
X | 22SV20 - Component - SVRP-20 | [13 empty] | Combined Cycle Gas Turbine (CCGT) | [21 empty] | Existing CCGT Unit Severn Power Station West Nash Road Nash Newport NP18 2BZ ST 325 836
2 | 24BG01 | T-4 | Capacity Auction | 2024 | Baglan Operations Limited |  | Baglan-1 | Baglan Generating Limited | 01633530166 | optimisation@calonenergy.com | Transmission | CMRS | Existing Generating CMU |  |  |  |  | Opt-Out | Temporarily non-operational for the Winter of the relevant Delivery Year but operational thereafter | [14 empty] | 468 | [7 empty] | No |  |  |  | Yes | [10 empty] | N/A
X | 24BG01 - Component - BAGE-1 | [13 empty] | Combined Cycle Gas Turbine (CCGT) | [21 empty] | Existing CCGT Baglan Unit 1 Baglan Bay Power Station Baglan Energy Park Port Talbot SA12 7GE SS 731 923
1 | 3CHPWN | T-4 | Capacity Auction | 2024 | Winnington CHP Limited |  | Winnington CHP | TATA CHEMICALS EUROPE LIMITED | 01606724263 | phoughton@tatachemicals.com | Distribution | Non CMRS | Existing Generating CMU | Gas |  |  | Prequalified | Opt-In |  | 1 |  |  |  |  | 0 |  | 93.345 |  |  | 86.033 |  |  |  | 86.032 | [7 empty] | No | No | Yes | Metering Option (b) (Bespoke Metering Configuration Solution) | No | No |  |  |  | Yes |  | 0.5% and 1% | No | The CT’s and VT’s are classed as metering transformers and as such are manufactured to an industry standard for metering and as such do not require calibration. The metering itself is calibrated yearly. |  | Provided | N/A | 1 |  | Yes | 1
X | 3CHPWN - Component - GTAWIN | [13 empty] | Open Cycle Gas Turbine (OCGT) | [21 empty] | Intermittently operating, maximum output GE gas turbine driving a 47.020MVA Alstom generator at 0.85 power factor. Winnington CHP Winnington Lane Winnington Northwich Cheshire CW8 4GX SJ646745
X | 3CHPWN - Component - ST1WIN | [13 empty] | Combined Heat and Power (CHP) | [21 empty] | Continuously operating, variable output Man Diesel Turbo single pass-out back pressure turbine driving a 19.300 MVA TD Power Systems generator at 0.85 power factor. Winnington CHP Winnington Lane Winnington Northwich Cheshire CW8 4GX SJ646746
X | 3CHPWN - Component - GTBWIN | [13 empty] | Combined Heat and Power (CHP) | [21 empty] | Continuously operating, maximum output GE gas turbine driving a 47.020MVA Alstom generator at 0.85 power factor. Winnington CHP Winnington Lane Winnington Northwich Cheshire CW8 4GX SJ646745
2 | 5LIN24 | T-4 | Capacity Auction | 2024 | Biogas Technology Limited |  | Linketty Lane | Ylem Group Limited | 01616602222 | simon.mitchell@ylemenergy.co.uk | Distribution | Non CMRS | New Build Generating CMU | Gas |  |  | Not Prequalified | Opt-In |  | 15 |  | Yes | Yes |  | 47610 | Yes | 5 |  |  | 4.761 |  |  |  | 4.761 | [7 empty] | Yes | [14 empty] | Deferred
X | 5LIN24 - Component - 5LIN24 | [13 empty] | Reciprocating engines | [21 empty] | A gas fuelled electrical power generating unit comprising multiple reciprocating engines Marshall Road, Plympton, Plymouth, PL7 4NW SX 522 565
1 | 6RES12 | T-4 | Capacity Auction | 2024 | Centrica Business Solutions UK Optimisation Limite |  | REST20 | Centrica plc | 07789571247 | Distributed-Generation@centrica.com | Distribution | Non CMRS | Existing Generating CMU | Gas |  |  | Prequalified | Opt-In |  | 1 |  |  |  |  | 0 |  | 5.7 |  |  | 5.13 |  |  |  | 5.35 | [7 empty] | No | No | No | Metering Option (b) (Bespoke Metering Configuration Solution) | Yes | No |  |  |  | Yes |  | Metering installed with accuracy lower than the 1.5% limit | Yes |  |  | Provided | N/A | 1 |  | Yes | 1
X | 6RES12 - Component - 172001 | [13 empty] | Combined Heat and Power (CHP) | [21 empty] | Gas Turbine CHP GT001A Cardiff Road, Barry, Vale of Glamorgan, CF63 2YL ST 140 688
2 | 6RES13 | T-4 | Capacity Auction | 2024 | Centrica Business Solutions UK Optimisation Limite |  | REST21 | Centrica plc | 07789571247 | Distributed-Generation@centrica.com | Distribution | Non CMRS | Existing Generating CMU | Gas |  |  | Prequalified | Opt-In |  | 1 |  |  |  |  | 0 |  | 5.847 |  |  | 5.262 |  |  |  | 5.483 | [7 empty] | No | No | No | Metering Option (b) (Bespoke Metering Configuration Solution) | Yes | No |  |  |  | Yes |  | Metering is COP compliant | Yes |  |  | Provided | N/A | 1 |  | Yes | 1
X | 6RES13 - Component - 172101 | [13 empty] | Combined Heat and Power (CHP) | [21 empty] | Gas Turbine CHP GT001B Cardiff Road, Barry, Vale of Glamorgsan, CF63 2YL ST 140 688
1 | 6RES14 | T-4 | Capacity Auction | 2024 | Centrica Business Solutions UK Optimisation Limite |  | REST22 | Centrica plc | 07789571247 | Distributed-Generation@centrica.com | Distribution | Non CMRS | Existing Generating CMU | Gas |  |  | Prequalified | Opt-In |  | 1 |  |  |  |  | 0 |  | 11.004 |  |  | 9.904 |  |  |  | 10.022 | [7 empty] | No | No | No | Metering Option (b) (Bespoke Metering Configuration Solution) | Yes | No |  |  |  | Yes |  | CM metering is COP complaint | Yes |  |  | Provided | N/A | 1 |  | Yes | 1
X | 6RES14 - Component - 172201 | [13 empty] | Combined Heat and Power (CHP) | [21 empty] | Steam Turbine CHP Cardiff Road, Barry, Vale of Glamorgsan, CF63 2YL ST 140 688
2 | 6RES15 | T-4 | Capacity Auction | 2024 | Centrica Business Solutions UK Optimisation Limite |  | REST45 | Centrica plc | 07789571247 | Distributed-Generation@centrica.com | Distribution | Non CMRS | Existing Generating CMU | Gas |  |  | Prequalified | Opt-In |  | 1 |  |  |  |  | 0 |  | 45.466 |  |  | 40.919 |  |  |  | 40.919 | [7 empty] | No | No | No | Metering Option (b) (Bespoke Metering Configuration Solution) | No | No |  |  |  | Yes |  | Overall Metering Accuracy is within CM limits | Yes |  |  | Provided | N/A | 1 |  | Yes | 1
X | 6RES15 - Component - REST45 | [13 empty] | Combined Heat and Power (CHP) | [21 empty] | Power Station for Paper plant made up of 1x35MW Gas engine plus 1x12MW steam turbine Saddlebow Industrial Estate, Poplar Avenue, King's Lynn PE34 3AL. TF 608 177
1 | 6RES16 | T-4 | Capacity Auction | 2024 | Centrica Business Solutions UK Optimisation Limite |  | REST46 | Centrica plc | 07789571247 | Distributed-Generation@centrica.com | Distribution | Non CMRS | Proven DSR CMU | DSR |  |  | Prequalified | Opt-In |  | 1 |  |  |  |  | 0 |  | 12 | 12 | 9.505 | 9.505 |  |  |  | 9.505 | [7 empty] | No | No | No | Metering Option (b) (Bespoke Metering Configuration Solution) | Yes | No |  |  |  | Yes |  | Metering is compliant with relevant COP | Yes |  |  | Yes | Yes | 1 |  | Yes | 1
X | 6RES16 - Component - 173201 | [13 empty] | DSR | [21 empty] | Palm Paper Limited operates a large paper making site in King's Lynn, Norfolk. The onsite industrial process is an energy intensive paper recycling and manufacturing plant. Palm Paper plans to shut down predetermined parts of this recycling process in response to system stress events and thereby deliver the stated load reduction capacity. Poplar Avenue, King' Lynn, PE34 3AL TF 608 177
2 | 6RES17 | T-4 | Capacity Auction | 2024 | Centrica Business Solutions UK Optimisation Limite |  | JPSBDV | Centrica plc | 07789571247 | Distributed-Generation@centrica.com | Distribution | Non CMRS | Existing Generating CMU | Gas |  |  | Prequalified | Opt-In |  | 1 |  |  |  |  | 0 |  | 1.963 |  |  | 1.869 |  |  |  | 1.868 | [7 empty] | No | No | No | Metering Option (b) (Bespoke Metering Configuration Solution) | No | No |  |  |  | Yes |  | COP compliant HH metering with lower than 1.5% accuracy limit | Yes |  |  | Provided | N/A | 1 |  | Yes | 1
X | 6RES17 - Component - JPGasG | [13 empty] | Reciprocating engines | [21 empty] | 1.9 MW Gas gen ENER-G 1999 Bones lane, Cheddleton, Leek, Staffordshire, ST13 7BT SJ 973 505
1 | 6RES18 | T-4 | Capacity Auction | 2024 | Centrica Business Solutions UK Optimisation Limite |  | NECX3 | Centrica plc | 07789571247 | Distributed-Generation@centrica.com | Distribution | Non CMRS | Unproven DSR CMU | DSR |  |  | Prequalified | Opt-In |  | 1 | Yes |  |  |  | 0 |  | 3.386 |  | 2.681 | 2.681 |  |  |  | 2.682 | [7 empty] | No | No | No | Metering Option (b) (Bespoke Metering Configuration Solution) | No | No |  |  |  | No | Not yet commissioned. | Overall Metering accuracy is less that 1.5%. | Yes |  |  | Yes | Yes | 1 |  | No | N/A
X | 6RES18 - Component - NECGT1 | [13 empty] | DSR | [21 empty] | Gas Generation units at 1013kWe North Avenue, Marston Green, Birmingham, B40 1NT SP 191 839
X | 6RES18 - Component - NECCHP | [13 empty] | DSR | [21 empty] | CHP Unit 850kWe proposed to be installed in Hall 6-8 at NEC site North Avenue, Marston Green, Birmingham, B40 1NT SP 191 839
X | 6RES18 - Component - NECGT2 | [13 empty] | DSR | [21 empty] | Gas Generator - ENER-G 1521 - proposed to be installed on land to the north-east elevation of Hall 5 at the NEC Site. North Avenue, Marston Green, Birmingham, B40 1NT. SP 191 839
2 | 6RES19 | T-4 | Capacity Auction | 2024 | Centrica Business Solutions UK Limited |  | DVH001 | Centrica Plc | 07789571247 | Distributed-Generation@centrica.com | Distribution | Non CMRS | Existing Generating CMU | Gas |  |  | Prequalified | Opt-In |  | 1 |  |  |  |  | 0 |  | 1.221 |  |  | 1.099 |  |  |  | 1.152 | [7 empty] | Yes | [14 empty] | Deferred | N/A | 1 |  | Yes | 1
X | 6RES19 - Component - 6DVH19 | [13 empty] | Combined Heat and Power (CHP) | [21 empty] | 1280 KWe Combined Heat and Power unit. Darent Valley Hospital, Darenth Wood Rd, Dartford, DA2 8DA TQ 570 730
1 | 6RES1A | T-4 | Capacity Auction | 2024 | Centrica Business Solutions UK Optimisation Limite |  | 6RES1A-BC | Centrica plc | 07789571247 | Distributed-Generation@centrica.com | Distribution | Non CMRS | Existing Generating CMU | Gas |  |  | Prequalified | Opt-In |  | 1 |  |  |  |  | 0 |  | 2.307 |  |  | 2.077 |  |  |  | 2.076 | [7 empty] | No | No | No | Metering Option (b) (Bespoke Metering Configuration Solution) | Yes | No |  |  |  | Yes |  | 0.5 class accuracy for meters & CTs | Yes |  |  | Provided | N/A | 1 |  | No | N/A
X | 6RES1A - Component - DECS01 | [13 empty] | Combined Heat and Power (CHP) | [21 empty] | On-site existing CHP generating unit Harmire Road, Barnard Castle, County Durham, DL12 8D NZ 054 175
X | 6RES1A - Component - DECS02 | [13 empty] | Combined Heat and Power (CHP) | [21 empty] | On-site existing CHP generating unit Harmire Road, Barnard Castle, County Durham, DL12 8DT NZ 054 175
2 | 6RES1B | T-4 | Capacity Auction | 2024 | Centrica Business Solutions UK Optimisation Limite |  | 6RES1B-MT | Centrica plc | 07789571247 | Distributed-Generation@centrica.com | Distribution | Non CMRS | Existing Generating CMU | Gas |  |  | Prequalified | Opt-In |  | 1 |  |  |  |  | 0 |  | 1.152 |  |  | 1.037 |  |  |  | 1.037 | [7 empty] | No | No | No | Metering Option (b) (Bespoke Metering Configuration Solution) | Yes | No |  |  |  | Yes |  | 0.5 class accuracy for meters & CTs | Yes |  |  | Provided | N/A | 1 |  | No | N/A
X | 6RES1B - Component - DECS03 | [13 empty] | Combined Heat and Power (CHP) | [21 empty] | On-site existing CHP generating unit Cobden Street, Montrose, Angus, DD10 8EA NO 721 571
1 | 6RES1C | T-4 | Capacity Auction | 2024 | Centrica Business Solutions UK Optimisation Limite |  | 6RES1C-WA | Centrica plc | 07789571247 | Distributed-Generation@centrica.com | Distribution | Non CMRS | Existing Generating CMU | Gas |  |  | Prequalified | Opt-In |  | 1 |  |  |  |  | 0 |  | 1.954 |  |  | 1.759 |  |  |  | 1.759 | [7 empty] | No | No | No | Metering Option (b) (Bespoke Metering Configuration Solution) | Yes | No |  |  |  | Yes |  | 0.5 class accuracy for meters & CTs | Yes |  |  | Provided | N/A | 1 |  | No | N/A
X | 6RES1C - Component - DECS08 | [13 empty] | Combined Heat and Power (CHP) | [21 empty] | On-site existing CHP generating unit Priory Street, Ware, Hertfordshire, SG12 0DJ TL 353 144
2 | 6RES1D | T-4 | Capacity Auction | 2024 | Centrica Business Solutions UK Optimisation Limite |  | 6RES1D-WR | Centrica plc | 07789571247 | Distributed-Generation@centrica.com | Distribution | Non CMRS | Existing Generating CMU | Gas |  |  | Prequalified | Opt-In |  | 1 |  |  |  |  | 0 |  | 1.598 |  |  | 1.438 |  |  |  | 1.437 | [7 empty] | No | No | No | Metering Option (b) (Bespoke Metering Configuration Solution) | No | No |  |  |  | Yes |  | 0.5 class accuracy for meters & CTs | Yes |  |  | Provided | N/A | 1 |  | No | N/A
X | 6RES1D - Component - WORTH1 | [13 empty] | Combined Heat and Power (CHP) | [21 empty] | CHP and autogeneration Southdownview Way, Worthing, West Sussex, BN14 8QH TQ 154 047
1 | 6RES24 | T-4 | Capacity Auction | 2024 | Centrica Business Solutions UK Optimisation Limite |  | 6RES24 | Centrica plc | 07789571247 | Distributed-Generation@centrica.com | Distribution | Non CMRS | Unproven DSR CMU | DSR |  |  | Prequalified | Opt-In |  | 1 | Yes |  |  |  | 100005 |  | 25.25 |  | 20.001 | 20.001 |  |  |  | 20.001 | [7 empty] | Yes | [14 empty] | Deferred | Yes | 1 |  | Yes | 1
X | 6RES24 - Component - 6DSR24 | [13 empty] | DSR | [21 empty] | Component yet to be procured. N/A N/A
2 | 6RES25 | T-4 | Capacity Auction | 2024 | Centrica Business Solutions UK Optimisation Limite |  | 6RES25 | Centrica plc | 07789571247 | Distributed-Generation@centrica.com | Distribution | Non CMRS | Unproven DSR CMU | DSR |  |  | Prequalified | Opt-In |  | 1 | Yes |  |  |  | 100005 |  | 25.25 |  | 20.001 | 20.001 |  |  |  | 20.001 | [7 empty] | Yes | [14 empty] | Deferred | Yes | 1 |  | Yes | 1
X | 6RES25 - Component - 6DSR25 | [13 empty] | DSR | [21 empty] | Component yet to be procured. N/A N/A
1 | 6RES26 | T-4 | Capacity Auction | 2024 | Centrica Business Solutions UK Optimisation Limite |  | 6RES26 | Centrica plc | 07789571247 | Distributed-Generation@centrica.com | Distribution | Non CMRS | Unproven DSR CMU | DSR |  |  | Prequalified | Opt-In |  | 1 | Yes |  |  |  | 100005 |  | 25.25 |  | 20.001 | 20.001 |  |  |  | 20.001 | [7 empty] | Yes | [14 empty] | Deferred | Yes | 1 |  | Yes | 1
X | 6RES26 - Component - 6DSR26 | [13 empty] | DSR | [21 empty] | Yet to be procured. N/A N/A
2 | 6RES27 | T-4 | Capacity Auction | 2024 | Centrica Business Solutions UK Optimisation Limite |  | 6RES27 | Centrica plc | 07789571247 | Distributed-Generation@centrica.com | Distribution | Non CMRS | Unproven DSR CMU | DSR |  |  | Prequalified | Opt-In |  | 1 | Yes |  |  |  | 100005 |  | 25.25 |  | 20.001 | 20.001 |  |  |  | 20.001 | [7 empty] | Yes | [14 empty] | Deferred | Yes | 1 |  | Yes | 1
X | 6RES27 - Component - 6DSR27 | [13 empty] | DSR | [21 empty] | Yet to be procured N/A N/A
1 | 6RES28 | T-4 | Capacity Auction | 2024 | Centrica Business Solutions UK Optimisation Limite |  | 6RES28 | Centrica plc | 07789571247 | Distributed-Generation@centrica.com | Distribution | Non CMRS | Unproven DSR CMU | DSR |  |  | Prequalified | Opt-In |  | 1 | Yes |  |  |  | 100005 |  | 25.25 |  | 20.001 | 20.001 |  |  |  | 20.001 | [7 empty] | Yes | [14 empty] | Deferred | Yes | 1 |  | Yes | 1
X | 6RES28 - Component - 6DSR28 | [13 empty] | DSR | [21 empty] | Yet to be procured N/A N/A
2 | 6RES29 | T-4 | Capacity Auction | 2024 | Centrica Business Solutions UK Optimisation Limite |  | 6RES29 | Centrica plc | 07789571247 | Distributed-Generation@centrica.com | Distribution | Non CMRS | Unproven DSR CMU | DSR |  |  | Prequalified | Opt-In |  | 1 | Yes |  |  |  | 0 |  | 25.25 |  | 20.001 | 20.001 |  |  |  | 20.001 | [7 empty] | Yes | [14 empty] | Deferred | Yes | 1 |  | No | N/A
X | 6RES29 - Component - 6DSR29 | [13 empty] | DSR | [21 empty] | Yet to be procured N/A N/A
1 | 6RES2A | T-4 | Capacity Auction | 2024 | Centrica Business Solutions UK Optimisation Limite |  | 6RES2A-ST | Centrica plc | 07789571247 | Distributed-Generation@centrica.com | Distribution | Non CMRS | Existing Generating CMU | Gas |  |  | Prequalified | Opt-In |  | 1 |  |  |  |  | 0 |  | 4.037 |  |  | 3.633 |  |  |  | 3.633 | [7 empty] | No | Yes | No | Metering Option (b) (Bespoke Metering Configuration Solution) | No | No |  |  |  | Yes |  | 0.5 class accuracy for meters & CTs | Yes |  |  | Provided | N/A | 1 |  | No | N/A
X | 6RES2A - Component - DECS04 | [13 empty] | Combined Heat and Power (CHP) | [21 empty] | On-site existing CHP generating unit Gunnels Wood Road, Stevenage, SG1 2NY, United Kingdom TL 240 221
X | 6RES2A - Component - DECS05 | [13 empty] | Combined Heat and Power (CHP) | [21 empty] | On-site existing CHP generating unit Gunnels Wood Road, Stevenage, SG1 2NY, United Kingdom TL 240 221
2 | 6RES2B | T-4 | Capacity Auction | 2024 | Centrica Business Solutions UK Optimisation Limite |  | 6RES2B-WRD | Centrica plc | 07789571247 | Distributed-Generation@centrica.com | Distribution | Non CMRS | Existing Generating CMU | Gas |  |  | Prequalified | Opt-In |  | 1 |  |  |  |  | 0 |  | 3.958 |  |  | 3.562 |  |  |  | 3.561 | [7 empty] | No | Yes | No | Metering Option (b) (Bespoke Metering Configuration Solution) | No | No |  |  |  | Yes |  | 0.5 class accuracy for meters & CTs | Yes |  |  | Provided | N/A | 1 |  | No | N/A
X | 6RES2B - Component - DECS09 | [13 empty] | Combined Heat and Power (CHP) | [21 empty] | On-site existing CHP generating unit Park Road, Ware. Hertfordshire, SG12 0DP TL 347 145
X | 6RES2B - Component - DECS10 | [13 empty] | Combined Heat and Power (CHP) | [21 empty] | On-site existing CHP generating unit Park Road, Ware. Hertfordshire, SG12 0DP TL 347 145
1 | 6RES-3 | T-4 | Capacity Auction | 2024 | Centrica PB Limited |  | Peterborough | Centrica Plc | 07789571247 | Distributed-Generation@centrica.com | Distribution | CMRS | Existing Generating CMU | Gas |  |  | Prequalified | Opt-In |  | 1 |  |  |  |  | 0 |  | 241.504 |  |  | 229.96 |  |  |  | 229.96 | [7 empty] | No | No | Yes |  | No | [10 empty] | No | N/A | 1 |  | Yes | 1
X | 6RES-3 - Component - E_PETEM1 | [13 empty] | Open Cycle Gas Turbine (OCGT) | [21 empty] | Centrica Peterborough Power Station (PPS) is an Open Cycle Gas Turbine (OCGT) electricity generating station. Centrica Peterborough Power Station, Storeys Bar Road, Peterborough, PE1 5NT. TL 218 991
2 | 6RES30 | T-4 | Capacity Auction | 2024 | Centrica Business Solutions UK Optimisation Limite |  | 6RES30 | Centrica plc | 07789571247 | Distributed-Generation@centrica.com | Distribution | Non CMRS | Unproven DSR CMU | DSR |  |  | Prequalified | Opt-In |  | 1 | Yes |  |  |  | 0 |  | 25.25 |  | 20.001 | 20.001 |  |  |  | 20.001 | [7 empty] | Yes | [14 empty] | Deferred | Yes | 1 |  | No | N/A
X | 6RES30 - Component - 6DSR30 | [13 empty] | DSR | [21 empty] | Yet to be procured N/A N/A
1 | 6RES31 | T-4 | Capacity Auction | 2024 | Centrica Business Solutions UK Optimisation Limite |  | 6RES31 | Centrica plc | 07789571247 | Distributed-Generation@centrica.com | Distribution | Non CMRS | Unproven DSR CMU | DSR |  |  | Prequalified | Opt-In |  | 1 | Yes |  |  |  | 0 |  | 25.25 |  | 20.001 | 20.001 |  |  |  | 20.001 | [7 empty] | Yes | [14 empty] | Deferred | Yes | 1 |  | No | N/A
X | 6RES31 - Component - 6DSR31 | [13 empty] | DSR | [21 empty] | Yet to be procured N/A N/A
2 | 6RES32 | T-4 | Capacity Auction | 2024 | Centrica Business Solutions UK Optimisation Limite |  | 6RES32 | Centrica plc | 07789571247 | Distributed-Generation@centrica.com | Distribution | Non CMRS | Unproven DSR CMU | DSR |  |  | Prequalified | Opt-In |  | 1 | Yes |  |  |  | 0 |  | 25.25 |  | 20.001 | 20.001 |  |  |  | 20.001 | [7 empty] | Yes | [14 empty] | Deferred | Yes | 1 |  | No | N/A
X | 6RES32 - Component - 6DSR32 | [13 empty] | DSR | [21 empty] | Yet to be procured N/A N/A
1 | 6RES33 | T-4 | Capacity Auction | 2024 | Centrica Business Solutions UK Optimisation Limite |  | 6RES33 | Centrica plc | 07789571247 | Distributed-Generation@centrica.com | Distribution | Non CMRS | Unproven DSR CMU | DSR |  |  | Prequalified | Opt-In |  | 1 | Yes |  |  |  | 0 |  | 45.346 |  | 35.919 | 35.919 |  |  |  | 35.919 | [7 empty] | Yes | [14 empty] | Deferred | Yes | 1 |  | No | N/A
X | 6RES33 - Component - 6DSR33 | [13 empty] | DSR | [21 empty] | Yet to be procured N/A N/A
2 | 6RES34 | T-4 | Capacity Auction | 2024 | Centrica Business Solutions UK Optimisation Limite |  | 6RES34 | Centrica plc | 07789571247 | Distributed-Generation@centrica.com | Distribution | Non CMRS | Unproven DSR CMU | DSR |  |  | Prequalified | Opt-In |  | 1 | Yes |  |  |  | 0 |  | 7.21 |  | 5.711 | 5.711 |  |  |  | 5.711 | [7 empty] | Yes | [14 empty] | Deferred | Yes | 1 |  | No | N/A
X | 6RES34 - Component - 6DSR34 | [13 empty] | DSR | [21 empty] | Yet to be procured N/A N/A
1 | 6RES35 | T-4 | Capacity Auction | 2024 | Centrica Business Solutions (Generation) Limited |  | 6RES35 | Centrica plc | 07789571247 | Distributed-Generation@centrica.com | Distribution | Non CMRS | New Build Generating CMU | Gas |  |  | Prequalified | Opt-In |  | 15 |  | Yes | Yes |  | 31780 |  | 3.384 |  |  | 3.178 |  |  |  | 3.178 | [7 empty] | Yes | [14 empty] | Deferred | Yes | 15 |  | Yes | 15
X | 6RES35 - Component - GG-GT1 | [13 empty] | Reciprocating engines | [21 empty] | Proposed Gas Generation units at 1013kWe North Avenue, Marston Green, Birmingham, B40 1NT SP 191 839
X | 6RES35 - Component - CHP1 | [13 empty] | Combined Heat and Power (CHP) | [21 empty] | Proposed CHP Unit 850kWe to be installed in Hall 6-8 at NEC site North Avenue, Marston Green, Birmingham, B40 1NT SP 191 839
X | 6RES35 - Component - GG-GT2 | [13 empty] | Reciprocating engines | [21 empty] | Gas Generator - ENER-G 1521 - proposed to be installed on land to the north-east elevation of Hall 5 at the NEC Site. North Avenue, Marston Green, Birmingham, B40 1NT. SP 191 839
2 | 6RES-5 | T-4 | Capacity Auction | 2024 | Centrica Business Solutions UK Optimisation Limite |  | CENEST2 | Centrica plc | 07789571247 | Distributed-Generation@centrica.com | Distribution | Non CMRS | Unproven DSR CMU | DSR |  |  | Prequalified | Opt-In |  | 1 | Yes |  |  |  | 14085 |  | 3.555 |  | 1.984 | 2.817 |  |  |  | 2.816 | [7 empty] | No | No | Yes | Metering Option (b) (Bespoke Metering Configuration Solution) | Yes | Yes | Billing |  |  | Yes |  | Less than 1.5% | Yes |  |  | Yes | Yes | 1 |  | Yes | 1
X | 6RES-5 - Component - Oxford | [13 empty] | DSR | [21 empty] | Office site with behind the meter bio-diesel generation - offsetting site load and exporting surplus 2600 John Smith Drive, Oxford, OX4 2JY SP 549 038
X | 6RES-5 - Component - Udding | [13 empty] | DSR | [21 empty] | Office site with behind the meter bio-diesel generation - offsetting site load and exporting surplus British Gas, Bothwell Road, Uddingston, Glasgow, G71 7TW NS 699 597
X | 6RES-5 - Component - Stockp | [13 empty] | DSR | [21 empty] | Office site with behind the meter bio-diesel generation - offsetting site load and exporting surplus British Gas, New Bridge Ln, Stockport, SK1 2GT SJ 909 910
X | 6RES-5 - Component - Lee-14 | [13 empty] | DSR | [21 empty] | Office site with behind the meter back up generation 2 Leeds City Office Park, Leeds, LS11 5BD. SK 581 023
X | 6RES-5 - Component - LeiNDC | [13 empty] | DSR | [21 empty] | Distribution Centre with behind the meter back up generation National Distribution Centre, Barnsdale Way, Grove Park, Leicester, Leicestershire, LE19 1SU. SP 548 998
1 | 6RES5A | T-4 | Capacity Auction | 2024 | Centrica Business Solutions UK Limited |  | 6RES5A | Centrica Plc | 07789571247 | Distributed-Generation@centrica.com | Distribution | Non CMRS | Existing Generating CMU | Storage - Battery |  | Yes | Rejected | Opt-In |  | 1 |  |  |  |  | 0 |  | 0.83 |  |  | 0.206 |  |  |  | 0.248 | [7 empty] | No | No | No | Metering Option (b) (Bespoke Metering Configuration Solution) | No | No |  |  |  | Yes |  | CM compliant HH metering with lower than 1.5% accuracy limit | Yes |  |  | Yes
X | 6RES5A - Component - WINDE1 | [13 empty] | Storage (Duration 1h) | [21 empty] | Battery storage unit Millstream, Maidenhead Road, Windsor, SL45GD SU 945 771
X | 6RES5A - Component - WINDW1 | [13 empty] | Storage (Duration 1h) | [21 empty] | Battery strorage unit Maidenhead Road, Windsor, SL4 5GD SU 945 771
2 | 6RES5B | T-4 | Capacity Auction | 2024 | Centrica Brigg Limited |  | DGBG02 | Centrica Plc | 07789571247 | Distributed-Generation@centrica.com | Distribution | Non CMRS | New Build Generating CMU | Gas |  |  | Prequalified | Opt-In |  | 15 |  | Yes | Yes |  | 0 |  | 47 |  |  | 44.753 |  |  |  | 44.753 | [7 empty] | Yes | [14 empty] | Deferred | Yes | 15 |  | No | N/A
X | 6RES5B - Component - DGBG02 | [13 empty] | Reciprocating engines | [21 empty] | A Prospective New Build Gas reciprocating energy reserve facility Scawby Brook, Brigg, Lincolnshire DN20 9LT SE 989 059
1 | 6RES-6 | T-4 | Capacity Auction | 2024 | Centrica Business Solutions UK Optimisation Limite |  | REST04 | Centrica plc | 07789571247 | Distributed-Generation@centrica.com | Distribution | Non CMRS | Existing Generating CMU | Gas |  |  | Prequalified | Opt-In |  | 1 |  |  |  |  | 0 |  | 8.221 |  |  | 7.399 |  |  |  | 7.399 | [7 empty] | No | Yes | No | Metering Option (b) (Bespoke Metering Configuration Solution) | Yes | No |  |  |  | Yes |  | Bespoke metering has been installed with precision according to the capacity market rules. The system has been commissioned and a meter certificate has been obtained | Yes |  |  | Provided | N/A | 1 |  | Yes | 1
X | 6RES-6 - Component - 171001 | [13 empty] | Combined Heat and Power (CHP) | [21 empty] | One 8 MWe Gas Turbine Cogeneration Unit (GT2) Denison Road, Selby, North Yorkshire YO8 8AN SE 629 317
2 | 7LIN24 | T-4 | Capacity Auction | 2024 | Biogas Technology Limited |  | Linketty Lane | Ylem Group Limited | 01616602222 | simon.mitchell@ylemenergy.co.uk | Distribution | Non CMRS | New Build Generating CMU | Gas |  |  | Not Prequalified | Opt-In |  | 15 |  |  |  |  | 0 |  | 6.9 |  |  | 6.57 |  |  |  | 6.57 | [7 empty] | Yes | [14 empty] | Deferred
X | 7LIN24 - Component - 7LIN24 | [13 empty] | Reciprocating engines | [21 empty] | A gas fuelled electrical power generating unit comprising multiple reciprocating engines Marshall Road, Plympton, Plymouth, PL7 4NW SX 522 565
1 | A1ARLS | T-4 | Capacity Auction | 2024 | Alkane Energy UK Limited |  | Arlesey | Alkane Energy Limited | 01604662400 | companysecretary@infinis.com | Distribution | Non CMRS | Existing Generating CMU | Gas |  |  | Prequalified | Opt-In |  | 1 |  |  |  |  | 0 |  | 1.877 |  |  | 1.787 |  |  |  | 1.787 | [7 empty] | Yes | [14 empty] | Deferred | N/A | 1 |  | Yes | 1
X | A1ARLS - Component - Arlese | [13 empty] | Reciprocating engines | [21 empty] | Gas reciprocating engines Arlesey Landfill Site Mill Lane Arlesey Bedfordshire SG15 6RF TL 188 352 | 1023478541454
2 | A1DOGS | T-4 | Capacity Auction | 2024 | Alkane Energy UK Limited |  | Dogsthorpe | Alkane Energy Limited | 01604662400 | companysecretary@infinis.com | Distribution | Non CMRS | Existing Generating CMU | Gas |  |  | Prequalified | Opt-In |  | 1 |  |  |  |  | 0 |  | 2.558 |  |  | 2.436 |  |  |  | 2.436 | [7 empty] | Yes | [14 empty] | Deferred | N/A | 1 |  | Yes | 1
X | A1DOGS - Component - Dogsth | [13 empty] | Reciprocating engines | [21 empty] | Gas reciprocating engines Dogsthorpe Landfill Site Welland Road Peterborough Cambridgeshire PE1 3TD TF 204 020 | 1050001411494
1 | A1GRIM | T-4 | Capacity Auction | 2024 | Alkane Energy UK Limited |  | Grimethorpe | Alkane Energy Limited | 01604662400 | companysecretary@infinis.com | Distribution | Non CMRS | Existing Generating CMU | Gas |  |  | Prequalified | Opt-In |  | 1 |  |  |  |  | 0 |  | 5.465 |  |  | 5.204 |  |  |  | 5.204 | [7 empty] | No | No | Yes | Metering Option (a) (Supplier Settlement Metering Configuration Solution) | No |  |  | No | [7 empty] | No | N/A | 1 |  | Yes | 1
X | A1GRIM - Component - Grimth | [13 empty] | Reciprocating engines | [21 empty] | Gas reciprocating engines Grimethorpe CMM Generation Plant Springvale Road Grimethorpe S72 7BF SE 410 084 | 2394000026712
2 | A1HICK | T-4 | Capacity Auction | 2024 | Alkane Energy UK Limited |  | Hickleton | Alkane Energy Limited | 01604662400 | companysecretary@infinis.com | Distribution | Non CMRS | Existing Generating CMU | Gas |  |  | Prequalified | Opt-In |  | 1 |  |  |  |  | 0 |  | 3.222 |  |  | 3.068 |  |  |  | 3.068 | [7 empty] | No | No | Yes | Metering Option (a) (Supplier Settlement Metering Configuration Solution) | No |  |  | No | [7 empty] | No | N/A | 1 |  | Yes | 1
X | A1HICK - Component - Hickle | [13 empty] | Reciprocating engines | [21 empty] | Gas reciprocating engines Thurscoe Business Park Barrowfield Rd Thurscoe Rotherham S63 0DB SE 463 053 | 2300000723776
1 | A1HOUT | T-4 | Capacity Auction | 2024 | Alkane Energy UK Limited |  | Houghton Main | Alkane Energy Limited | 01604662400 | companysecretary@infinis.com | Distribution | Non CMRS | Existing Generating CMU | Gas |  |  | Prequalified | Opt-In |  | 1 |  |  |  |  | 0 |  | 5.499 |  |  | 5.236 |  |  |  | 5.236 | [7 empty] | No | No | Yes | Metering Option (a) (Supplier Settlement Metering Configuration Solution) | No |  |  | No | [7 empty] | No | N/A | 1 |  | Yes | 1
X | A1HOUT - Component - Hought | [13 empty] | Reciprocating engines | [21 empty] | Gas reciprocating engines. Houghton Main Generation Plant Park Spring Road S Grimethorpe S72 0HN SE 417 062 | 2394000026721
2 | A1KIRK | T-4 | Capacity Auction | 2024 | Infinis Alternative Energies Limited |  | KIRKLESS | Infinis Energy Management Limited | 01604662400 | companysecretary@infinis.com | Distribution | Non CMRS | New Build Generating CMU | Gas |  |  | Not Prequalified | Opt-In |  | 15 |  |  |  |  | 0 |  | 1.9 |  |  | 1.809 |  |  |  | 1.809 | [7 empty] | Yes | [14 empty] | Deferred
X | A1KIRK - Component - Kirkls | [13 empty] | Reciprocating engines | [21 empty] | Gas fired reciprocating engine(s) Kirkless Landfill Site, Hemfield Close, Kirkless, Higher Ince, Wigan, WN2 2DW SD 610 060
1 | A1MANV | T-4 | Capacity Auction | 2024 | Alkane Energy UK Limited |  | Manvers | Alkane Energy Limited | 01604662400 | companysecretary@infinis.com | Distribution | Non CMRS | Existing Generating CMU | Gas |  |  | Prequalified | Opt-In |  | 1 |  |  |  |  | 0 |  | 2.804 |  |  | 2.67 |  |  |  | 2.67 | [7 empty] | No | No | Yes | Metering Option (a) (Supplier Settlement Metering Configuration Solution) | No |  |  | No | [7 empty] | No | N/A | 1 |  | Yes | 1
X | A1MANV - Component - Manver | [13 empty] | Reciprocating engines | [21 empty] | Gas reciprocating engines Manvers Callflex Business Park South of Doncaster Road Rotherham S63 7EF SE 452 005 | 2394000036552
2 | A1MARK | T-4 | Capacity Auction | 2024 | Alkane Energy UK Limited |  | Markham | Alkane Energy Limited | 01604662400 | companysecretary@infinis.com | Distribution | Non CMRS | Existing Generating CMU | Gas |  |  | Prequalified | Opt-In |  | 1 |  |  |  |  | 0 |  | 2.127 |  |  | 2.025 |  |  |  | 2.025 | [7 empty] | No | No | Yes | Metering Option (a) (Supplier Settlement Metering Configuration Solution) | No |  |  | No | [7 empty] | No | N/A | 1 |  | Yes | 1
X | A1MARK - Component - Markha | [13 empty] | Reciprocating engines | [21 empty] | Gas reciprocating engines. Markham Lane Duckmanton Chesterfield S44 5HS SK 449 719 | 1100771002715
1 | A1RHYM | T-4 | Capacity Auction | 2024 | Alkane Energy UK Limited |  | Rhymney | Alkane Energy Limited | 01604662400 | companysecretary@infinis.com | Distribution | Non CMRS | Existing Generating CMU | Gas |  |  | Prequalified | Opt-In |  | 1 |  |  |  |  | 0 |  | 9.389 |  |  | 8.94 |  |  |  | 8.94 | [7 empty] | No | No | Yes | Metering Option (a) (Supplier Settlement Metering Configuration Solution) | No |  |  | No | [7 empty] | No | N/A | 1 |  | Yes | 1
X | A1RHYM - Component - Rhymne | [13 empty] | Reciprocating engines | [21 empty] | Gas reciprocating engines Rhymney STOR Gen Room Unit 48 Portmanmoor Road Industrial Estate Rover Way Cardiff CF24 5HB ST 206 756 | 2100041079809
2 | A1SHRB | T-4 | Capacity Auction | 2024 | Alkane Energy UK Limited |  | Shirebrook | Alkane Energy Limited | 01604662400 | companysecretary@infinis.com | Distribution | Non CMRS | Existing Generating CMU | Gas |  |  | Prequalified | Opt-In |  | 1 |  |  |  |  | 0 |  | 9.529 |  |  | 9.074 |  |  |  | 9.074 | [7 empty] | Yes | [14 empty] | Deferred | N/A | 1 |  | Yes | 1
X | A1SHRB - Component - Shire1 | [13 empty] | Reciprocating engines | [21 empty] | Gas reciprocating engines. Shirebrook 1 Acreage Lane Shirebrook Nottinghamshire NG20 8RN SK 528 672 | 1100050313401
X | A1SHRB - Component - Shire2 | [13 empty] | Reciprocating engines | [21 empty] | Gas reciprocating engines. Shirebrook 2 Acreage Lane Shirebrook Nottinghamshire NG20 8RN SK 528 672 | 1170000284130
1 | A1SUTT | T-4 | Capacity Auction | 2024 | Infinis Alternative Energies Limited |  | SUTTON | Infinis Energy Management Limited | 01604662400 | companysecretary@infinis.com | Distribution | Non CMRS | New Build Generating CMU | Gas |  |  | Not Prequalified | Opt-In |  | 3 |  |  |  |  | 0 |  | 1.9 |  |  | 1.809 |  |  |  | 1.809 | [7 empty] | Yes | [14 empty] | Deferred
X | A1SUTT - Component - Sutton | [13 empty] | Reciprocating engines | [21 empty] | Gas fired reciprocating engine(s) Sutton Landfill Site Huthwaite Road Sutton-In-Ashfield Mansfield, NG17 2HB SK 477 587
2 | A1TORY | T-4 | Capacity Auction | 2024 | Alkane Energy UK Limited |  | Toray Textiles | Alkane Energy Limited | 01604662400 | companysecretary@infinis.com | Distribution | Non CMRS | Existing Generating CMU | Gas |  |  | Prequalified | Opt-In |  | 1 |  |  |  |  | 0 |  | 1.1 |  |  | 1.047 |  |  |  | 1.047 | [7 empty] | Yes | [14 empty] | Deferred | N/A | 1 |  | Yes | 1
X | A1TORY - Component - Toray2 | [13 empty] | Reciprocating engines | [21 empty] | Gas reciprocating engines. Toray 2 Toray Textiles ImportExport Crown Farm Way Mansfield Nottingham NG19 0FN SK 569 616 | 1170000560494
1 | A1WHEL | T-4 | Capacity Auction | 2024 | Alkane Energy UK Limited |  | Wheldale | Alkane Energy Limited | 01604662400 | companysecretary@infinis.com | Distribution | Non CMRS | Existing Generating CMU | Gas |  |  | Prequalified | Opt-In |  | 1 |  |  |  |  | 0 |  | 6.7 |  |  | 6.38 |  |  |  | 6.38 | [7 empty] | Yes | [14 empty] | Deferred | N/A | 1 |  | Yes | 1
X | A1WHEL - Component - WhelPR | [13 empty] | Reciprocating engines | [21 empty] | Gas reciprocating engines. Wheldale Generation Site Wheldon Road Castleford West Yorkshire WF10 2RT SE 441 262 | 2300000974408
2 | A1WHIT | T-4 | Capacity Auction | 2024 | Alkane Energy UK Limited |  | Whitwell | Alkane Energy Limited | 01604662400 | companysecretary@infinis.com | Distribution | Non CMRS | Existing Generating CMU | Gas |  |  | Prequalified | Opt-In |  | 1 |  |  |  |  | 0 |  | 2.122 |  |  | 2.021 |  |  |  | 2.021 | [7 empty] | No | No | Yes | Metering Option (a) (Supplier Settlement Metering Configuration Solution) | No |  |  | No | [7 empty] | No | N/A | 1 |  | Yes | 1
X | A1WHIT - Component - Whitwe | [13 empty] | Reciprocating engines | [21 empty] | Gas reciprocating engines. Whitwell Energy Park Southfield Lane Whitwell Derbyshire S80 3LH SK 533 757 | 1100771060879
1 | AB4004 | T-4 | Capacity Auction | 2024 | Aberla Energy Trading Limited |  | Green Street |  | 01925875822 | info@aberla.co.uk | Distribution | Non CMRS | New Build Generating CMU | Gas |  |  | Not Prequalified | Opt-In |  | 15 |  | Yes | Yes |  | 190440 | Yes | 20 |  |  | 19.044 |  |  |  | 19.044 | [7 empty] | Yes | [14 empty] | Deferred
X | AB4004 - Component - AB4004 | [13 empty] | Reciprocating engines | [21 empty] | A gas fuelled electricity generating station. Land off Green Street, Wigan, WN3 4HN SD 585 050
2 | ABCN04 | T-4 | Capacity Auction | 2024 | Greenspan Contractors Limited |  | Abercorn | Greenspan Energy Limited | 01315144444 | capacitymarket@greenspanenergy.com | Distribution | Non CMRS | Existing Generating CMU | Gas |  |  | Prequalified | Opt-In |  | 1 |  |  |  |  | 0 |  | 4 |  |  | 3.809 |  |  |  | 3.809 | [7 empty] | No | No | Yes | Metering Option (a) (Supplier Settlement Metering Configuration Solution) | No |  |  | No | [7 empty] | No | N/A | 1 |  | Yes | 1
X | ABCN04 - Component - ABCN04 | [13 empty] | Reciprocating engines | [21 empty] | Operational reciprocating gas engines Unit 2, 105 Abercorn Street, Paisley, PA3 4AT NS 484 649
1 | ABTH20 | T-4 | Capacity Auction | 2024 | RWE Generation UK plc |  | CMU_ABTH_MAIN | RWE Generation UK Holdings Limited | 01793475217 | CapMarketSecondaryTrading@rwe.com | Transmission | CMRS | Existing Generating CMU |  |  |  |  | Opt-Out | Closed down, decommissioned or otherwise non-operational by the start of the relevant Delivery Year | [14 empty] | 1440.755 | [7 empty] | No |  |  |  | No | [10 empty] | N/A
X | ABTH20 - Component - T_ABTH7G | [13 empty] | Open Cycle Gas Turbine (OCGT) | [21 empty] | Aberthaw 7 OCGT fuel type distillate Aberthaw Power Station The Leys Aberthaw Barry Mid Glamorgan CF62 4ZW ST 022 663
X | ABTH20 - Component - T_ABTH8G | [13 empty] | Open Cycle Gas Turbine (OCGT) | [21 empty] | Aberthaw 8 OCGT fuel is distillate Aberthaw Power Station The Leys Aberthaw Barry Mid Glamorgan CF62 4ZW ST 022 663
X | ABTH20 - Component - T_ABTH9G | [13 empty] | Open Cycle Gas Turbine (OCGT) | [21 empty] | Aberthaw 9 OCGT fuel type is distillate Aberthaw Power Station The Leys Aberthaw Barry Mid Glamorgan CF62 4ZW ST 022 663
X | ABTH20 - Component - T_ABTH7 | [13 empty] | Coal | [21 empty] | Aberthaw 7 Coal fired unit Aberthaw Power Station The Leys Aberthaw Barry Mid Glamorgan CF62 4ZW ST 022 663
X | ABTH20 - Component - T_ABTH8 | [13 empty] | Coal | [21 empty] | Aberthaw 8 Coal fired Aberthaw Power Station The Leys Aberthaw Barry Mid Glamorgan CF62 4ZW ST 022 663
X | ABTH20 - Component - T_ABTH9 | [13 empty] | Coal | [21 empty] | Aberthaw 9 Coal fired unit Aberthaw Power Station The Leys Aberthaw Barry Mid Glamorgan CF62 4ZW ST 022 663
2 | ACT024 | T-4 | Capacity Auction | 2024 | HD000ACT LTD |  | Iron Acton | Harbour Energy Development Ltd | 02039181382 | info@harbourenergy.co.uk | Transmission | CMRS | New Build Generating CMU | Gas |  |  | Not Prequalified | Opt-In |  | 15 |  | Yes |  |  | 475150 | Yes | 49.9 |  |  | 47.515 |  |  |  | 47.515 | [7 empty] | Yes | [14 empty] | Deferred
X | ACT024 - Component - ACT024 | [13 empty] | Reciprocating engines | [21 empty] | A New Build Gas fuelled power plant. Land at Iron Acton Substation, Larks Lane, Iron Acton, BS37 9TX ST 667 858
1 | ADSLS2 | T-4 | Capacity Auction | 2024 | Lascar Battery Storage Limited |  | ADSLS2 | Anesco Asset Management Three Limited | 08458944444 | info@anesco.co.uk | Distribution | Non CMRS | Existing Generating CMU | Storage - Battery |  | Yes | Prequalified | Opt-In |  | 1 |  |  |  |  | 0 |  | 20 |  |  | 4.954 |  |  |  | 4.954 | [7 empty] | Yes | [14 empty] | Deferred | N/A | 1 |  | Yes | 1
X | ADSLS2 - Component - ADSLS2 | [13 empty] | Storage (Duration 1h) | [21 empty] | 20.000MW of storage located at Lascar Works, Tanpits Road, Bury, BL9 5BY Lascar Works, Tanpits Road, Bury, BL9 5BY SD 804 110
2 | AGABS3 | T-4 | Capacity Auction | 2024 | Anesco Battery Solutions Limited |  | AGABS3 | Anesco Bidco 2 Limited | 08458944444 | info@anesco.co.uk | Distribution | Non CMRS | Existing Generating CMU | Storage - Battery |  | Yes | Prequalified | Opt-In |  | 1 |  |  |  |  | 0 |  | 6 |  |  | 1.485 |  |  |  | 1.486 | [7 empty] | Yes | [14 empty] | Deferred | N/A | 1 |  | Yes | 1
X | AGABS3 - Component - ABS3HM | [13 empty] | Storage (Duration 1h) | [21 empty] | 1.200MW of storage located at Carlton, Stockton-on-Tees, TS21 1EA Carlton, Stockton-on-Tees, TS21 1EA NZ 402 219
X | AGABS3 - Component - ABS3BH | [13 empty] | Storage (Duration 1h) | [21 empty] | 1.200MW of storage located at Bluehouse Farm, Newton Bewley, Billingham, Durham, TS22 5PW Bluehouse Farm, Newton Bewley, Billingham, Durham, TS22 5PW NZ 472 267
X | AGABS3 - Component - ABS3FV | [13 empty] | Storage (Duration 1h) | [21 empty] | 1.200MW of storage located at Fell View Farm, Preston Road, Grimsargh, Preston, PR2 5SD Fell View Farm, Preston Road, Grimsargh, Preston, PR2 5SD SD 588 332
X | AGABS3 - Component - ABS3LB | [13 empty] | Storage (Duration 1h) | [21 empty] | 1.200MW of storage located at Low Burntoft, Newton Bewley, Billingham, Durham, TS22 5PD Low Burntoft, Newton Bewley, Billingham, Durham, TS22 5PD NZ 455 265
X | AGABS3 - Component - ABS3HU | [13 empty] | Storage (Duration 1h) | [21 empty] | 1.200MW of storage located at Hungerford Farm, Winchfield, Hook, RG27 8SW Hungerford Farm, Winchfield, Hook, RG27 8SW SU 783 537
1 | AGABS4 | T-4 | Capacity Auction | 2024 | Anesco Battery Solutions Limited |  | AGABS4 | Anesco Bidco 2 Limited | 08458944444 | info@anesco.co.uk | Distribution | Non CMRS | Existing Generating CMU | Storage - Battery |  | Yes | Prequalified | Opt-In |  | 1 |  |  |  |  | 0 |  | 4.6 |  |  | 1.139 |  |  |  | 1.139 | [7 empty] | Yes | [14 empty] | Deferred | N/A | 1 |  | Yes | 1
X | AGABS4 - Component - ABS4BR | [13 empty] | Storage (Duration 1h) | [21 empty] | 0.800MW of storage located at Brook Hall Farm, North Bradley, Trowbridge, Wiltshire, BA14 9PT Brook Hall Farm, North Bradley, Trowbridge, Wiltshire, BA14 9PT ST 845 536
X | AGABS4 - Component - ABS4HG | [13 empty] | Storage (Duration 1h) | [21 empty] | 1.000MW of storage located at Heywood Grange, Dilhorne, Staffordshire, ST10 2PL Heywood Grange, Dilhorne, Staffordshire, ST10 2PL SJ 964 449
X | AGABS4 - Component - ABS4GR | [13 empty] | Storage (Duration 1h) | [21 empty] | 1.200MW of storage located at Fell View Farm, Preston Road, Grimsargh, Preston, PR2 5SD Fell View Farm, Preston Road, Grimsargh, Preston, PR2 5SD SD 589 332
X | AGABS4 - Component - ABS4HE | [13 empty] | Storage (Duration 1h) | [21 empty] | 1.200MW of storage located at Land North of Clayhill Farm, Westoning MK45 5JD Land North of Clayhill Farm, Westoning MK45 5JD TL 043 331
X | AGABS4 - Component - ABS4BE | [13 empty] | Storage (Duration 1h) | [21 empty] | 0.400MW of storage located at Drayton Manor Farm, Alcester Road, Stratford-Upon-Avon, CV37 9RG Drayton Manor Farm, Alcester Road, Stratford-Upon-Avon, CV37 9RG SP 159 548
2 | AGCLHS | T-4 | Capacity Auction | 2024 | CLAYHILL SOLAR LIMITED |  | AGCLHS | Gridserve HC Ltd | 03331234333 | info@gridserve.com | Distribution | Non CMRS | Existing Generating CMU | Storage - Battery |  | Yes | Prequalified | Opt-In |  | 1 |  |  |  |  | 0 |  | 6 |  |  | 1.486 |  |  |  | 1.486 | [7 empty] | Yes | [14 empty] | Deferred | N/A | 1 |  | Yes | 1
X | AGCLHS - Component - AGCLHS | [13 empty] | Storage (Duration 1h) | [21 empty] | 6.000MW of storage located at Westoning Land North of Clayhill Farm, Westoning, MK45 5JD TL 044 332
1 | AGHUL2 | T-4 | Capacity Auction | 2024 | Hulley Road Energy Storage Limited |  | AGHUL2 | Anesco Asset Management Limited | 08458944444 | info@anesco.co.uk | Distribution | Non CMRS | Existing Generating CMU | Storage - Battery |  | Yes | Prequalified | Opt-In |  | 1 |  |  |  |  | 0 |  | 20 |  |  | 4.954 |  |  |  | 4.954 | [7 empty] | Yes | [14 empty] | Deferred | N/A | 1 |  | Yes | 1
X | AGHUL2 - Component - AGHUL2 | [13 empty] | Storage (Duration 1h) | [21 empty] | 20.000MW of battery storage located at Sunrise House, Hulley Road, Macclesfield, Cheshire, SK10 2LP Sunrise House, Hulley Road, Macclesfield, Cheshire, SK10 2LP SJ 926 749
2 | AGLAR2 | T-4 | Capacity Auction | 2024 | Larport Energy Storage Limited |  | AGLAR2 | Anesco Asset Management Three Limited | 08458944444 | info@anesco.co.uk | Distribution | Non CMRS | Existing Generating CMU | Storage - Battery |  | Yes | Prequalified | Opt-In |  | 1 |  |  |  |  | 0 |  | 19.5 |  |  | 4.83 |  |  |  | 4.83 | [7 empty] | Yes | [14 empty] | Deferred | N/A | 1 |  | Yes | 1
X | AGLAR2 - Component - AGLAR2 | [13 empty] | Storage (Duration 1h) | [21 empty] | 19.500MW of battery storage located at Larport Farm, Larport Lane, Dormington, Hereford, HR1 4EP Larport Farm, Larport Lane, Dormington, Hereford, HR1 4EP SO 574 397
1 | AMB020 | T-4 | Capacity Auction | 2024 | AMBER ENERGY STORAGE XL LIMITED |  | XL Energy Storage | Amber Energy Storage Limited | 02079390550 | info@amberinfrastructure.com | Distribution | Non CMRS | New Build Generating CMU | Storage - Battery |  | Yes | Prequalified | Opt-In |  | 1 |  | Yes |  |  | 33140 |  | 49.9 |  |  | 24.261 |  |  |  | 24.261 | [7 empty] | Yes | [14 empty] | Deferred | Yes | 1 |  | No | N/A
X | AMB020 - Component - AMB017 | [13 empty] | Storage (Duration 2h) | [21 empty] | The New Build CMU, will consist of the design, procurement of new Apparatus, build and operation of a battery energy storage system, consisting of power conversion units(inverters), battery cells, transformer, cabling and other equipment as necessary for the operation of an energy storage system. It will be connected to the distribution network. Plot E, XL Business Park, Corner Statham Road and Spa Lane, Skelmersdale, Lancashire, United Kingdom, L40 6JQ SD 466 076
2 | amyjn2 | T-4 | Capacity Auction | 2024 | Shovel Ready 6 Limited |  | Amy Johnson Way | Thermal Generation Limited | 02070421100 | Info@agr-group.co.uk | Distribution | Non CMRS | Existing Generating CMU | Gas |  |  | Prequalified | Opt-In |  | 1 |  |  |  |  | 0 |  | 7 |  |  | 6.665 |  |  |  | 6.665 | [7 empty] | No | No | Yes | Metering Option (a) (Supplier Settlement Metering Configuration Solution) | No |  |  | No | [7 empty] | No | N/A | 1 |  | Yes | 1
X | amyjn2 - Component - amyjn1 | [13 empty] | Reciprocating engines | [21 empty] | Containerized high speed gas-fired reciprocating engines with transformers, switchgear and associated control gear Land off Amy Johnson Way, Blackpool, FY4 2RS SD 326 315
1 | ANASRD | T-4 | Capacity Auction | 2024 | Reliance Energy Limited |  | ANASRD |  | 07422677242 | info@reliance-energy.co.uk | Distribution | Non CMRS | New Build Generating CMU | Gas |  |  | Not Prequalified | Opt-In |  | 15 |  | Yes | Yes |  | 442770 | Yes | 46.5 |  |  | 44.277 |  |  |  | 44.277 | [7 empty] | Yes | [14 empty] | Deferred
X | ANASRD - Component - ANASRD | [13 empty] | Reciprocating engines | [21 empty] | The CMU component consist of gas fired reciprocating engines to be installed on designated land lying to the south of Anna’s Road, Blackpool, FY4 5JX (nearest postcode) Land to the south of Anna’s Road, Blackpool, FY4 5JX (nearest postcode) SD 355 310
2 | ANG4PV | T-4 | Capacity Auction | 2024 | Countryside Renewables (North Anglesey) Ltd |  | North Anglesey Solar Project |  | 02032398467 | info@countrysiderenewables.com | Distribution | Non CMRS | New Build Generating CMU | Solar |  |  | Not Prequalified | Opt-In |  | 15 |  | Yes |  |  | 11700 |  | 49.99 |  |  | 1.17 |  |  |  | 1.17 | [7 empty] | Yes | [14 empty] | Deferred
X | ANG4PV - Component - 000002 | [13 empty] | Solar Photovoltaic | [21 empty] | 1 x 49.99 MW distribution connected photovoltaic plant located on agricultural land on the island of Anglesey, north Wales. Land at Rhyd y Groes Rhosgoch Anglesey, Wales LL66 0AT SH 390 920
1 | ANG5BA | T-4 | Capacity Auction | 2024 | Countryside Renewables (North Anglesey) Ltd |  | North Anglesey Battery Storage Project |  | 02032398467 | info@countrysiderenewables.com | Distribution | Non CMRS | New Build Generating CMU | Storage - Battery |  | Yes | Not Prequalified | Opt-In |  | 15 |  | Yes |  |  | 123830 |  | 49.99 |  |  | 12.383 |  |  |  | 12.383 | [7 empty] | Yes | [14 empty] | Deferred
X | ANG5BA - Component - 000001 | [13 empty] | Storage (Duration 1h) | [21 empty] | 1 x 49.99 MW distribution connected battery storage plant located on agricultural land on the island of Anglesey, north Wales. Land at Rhyd y Groes Rhosgoch Anglesey, Wales LL66 0AT SH 390 920
2 | APL_20 | T-4 | Capacity Auction | 2024 | Abergelli Power Limited |  | Abergelli OCGT | Drax Smart Generation HoldCo Limited | 01757618381 | cmsecondarytrading@drax.com | Transmission | CMRS | New Build Generating CMU | Gas |  |  | Prequalified | Opt-In |  | 15 |  | Yes |  |  | 0 |  | 299 |  |  | 284.708 |  |  |  | 284.708 | [7 empty] | Yes | [14 empty] | Deferred | Yes | 15 |  | No | N/A
X | APL_20 - Component - APL_20 | [13 empty] | Open Cycle Gas Turbine (OCGT) | [21 empty] | A new Open Cycle Gas Turbine (OCGT) power peaking plant Abergelli Power Station, Felindre, Swansea, SA5 7NN SN 655 012
1 | ASMUS1 | T-4 | Capacity Auction | 2024 | AMALGAMATED SMART METERING LIMITED |  | Union Street |  | 01159061287 | paul.tittley@merciapr.co.uk | Distribution | Non CMRS | Existing Generating CMU | Gas |  |  | Prequalified | Opt-In |  | 1 |  |  |  |  | 0 |  | 7.902 |  |  | 7.523 |  |  |  | 7.618 | [7 empty] | No | No | Yes | Metering Option (a) (Supplier Settlement Metering Configuration Solution) | No |  |  | No | [7 empty] | No | N/A | 1 |  | Yes | 1
X | ASMUS1 - Component - US1201 | [13 empty] | Reciprocating engines | [21 empty] | Reciprocating genset in acoustic enclosure Land at Union Street, Masbrough, Rotherham S61 1AA Rotherham SK 417 928
X | ASMUS1 - Component - US1202 | [13 empty] | Reciprocating engines | [21 empty] | Reciprocating genset in acoustic enclosure Land at Union Street, Masbrough, Rotherham S61 1AA Rotherham SK 417 928
X | ASMUS1 - Component - US1203 | [13 empty] | Reciprocating engines | [21 empty] | Reciprocating genset in acoustic enclosure Land at Union Street, Masbrough, Rotherham S61 1AA Rotherham SK 417 928
X | ASMUS1 - Component - US1204 | [13 empty] | Reciprocating engines | [21 empty] | Reciprocating genset in acoustic enclosure Land at Union Street, Masbrough, Rotherham S61 1AA Rotherham SK 417 928
2 | ASPA24 | T-4 | Capacity Auction | 2024 | SWB Power Ltd |  | Aspatria BP |  | 01519580431 | enquiries@balancepower.co.uk | Distribution | Non CMRS | New Build Generating CMU | Gas |  |  | Not Prequalified | Opt-In |  | 15 |  | Yes | Yes |  | 23810 | Yes | 2.5 |  |  | 2.381 |  |  |  | 2.381 | [7 empty] | Yes | [14 empty] | Deferred
X | ASPA24 - Component - ASPA24 | [13 empty] | Reciprocating engines | [21 empty] | A gas fuelled electrical power generating unit comprising multiple reciprocating engines Aspatria Business Park, Park Road, Aspatria, Cumbria, CA7 3DP NY 156 427
1 | ATTE01 | T-4 | Capacity Auction | 2024 | Baker Street Generation Limited |  | Attercliffe | Forsa Energy Cm Holdings Limited | 02079522244 | jpoley@forsaenergy.com | Distribution | Non CMRS | New Build Generating CMU | Gas |  |  | Not Prequalified | Opt-In |  | 15 |  | Yes | Yes |  | 175200 | Yes | 18.4 |  |  | 17.52 |  |  |  | 17.52 | [7 empty] | Yes | [14 empty] | Deferred
X | ATTE01 - Component - ATTE01 | [13 empty] | Reciprocating engines | [21 empty] | A new build, gas fuelled generation station. Shirland Lane, Greenland, Sheffield, S9 3FF SK 382 884
2 | AXM024 | T-4 | Capacity Auction | 2024 | HB411MIN Ltd |  | Axminster | Harbour Energy Development Ltd | 02039181382 | info@harbourenergy.co.uk | Transmission | CMRS | New Build Generating CMU | Storage - Battery |  | Yes | Not Prequalified | Opt-In |  | 15 |  |  |  |  | 0 |  | 49.9 |  |  | 24.261 |  |  |  | 24.261 | [7 empty] | Yes | [14 empty] | Deferred
X | AXM024 - Component - AXM024 | [13 empty] | Storage (Duration 2h) | [21 empty] | A Battery Energy Storage System. Land at Axminster Substation, Pound Road, Axminster, Devon, EX13 5RX SY 348 988
1 | BACK24 | T-4 | Capacity Auction | 2024 | ARL 027 Limited |  | Back Lane | Infragreen 4 Re Uk Limited | 02071839115 | info@arlingtonenergy.co.uk | Distribution | Non CMRS | New Build Generating CMU | Storage - Battery |  | Yes | Prequalified | Opt-In |  | 15 |  | Yes | Yes |  | 49540 |  | 20 |  |  | 4.954 |  |  |  | 4.954 | [7 empty] | Yes | [14 empty] | Deferred | Yes | 15 |  | Yes | 15
X | BACK24 - Component - BACK24 | [13 empty] | Storage (Duration 1h) | [21 empty] | A Battery Energy Storage System. Back Lane, Chesterfield, S44 5XQ SK 417 697
2 | BAT001 | T-4 | Capacity Auction | 2024 | Limejump Ltd |  | BAT001 | Shell Petroleum Company Limited(The) | 02083966848 | capacitymarket@limejump.com | Distribution | Non CMRS | Existing Generating CMU | Storage - Battery |  | Yes | Prequalified | Opt-In |  | 1 |  |  |  |  | 0 |  | 1.5 |  |  | 0.372 |  |  |  | 0.372 | [7 empty] | Yes | [14 empty] | Deferred | N/A | 1 |  | Yes | 1
X | BAT001 - Component - BAT001 | [13 empty] | Storage (Duration 1h) | [21 empty] | 1.500MW Battery Energy Storage System Safran Landing Systems Services UK Ltd, Safran MRO UK, METEOR BUSINESS PARK, CHELTENHAM ROAD EAST, GLOUCESTER, GLOUCESTERSHIRE, GL2 9QL SO 883 221
1 | BAT002 | T-4 | Capacity Auction | 2024 | Limejump Ltd |  | BAT002 | Shell Petroleum Company Limited(The) | 02083966848 | capacitymarket@limejump.com | Distribution | Non CMRS | Existing Generating CMU | Storage - Battery |  | Yes | Prequalified | Opt-In |  | 1 |  |  |  |  | 0 |  | 1.3 |  |  | 0.322 |  |  |  | 0.322 | [7 empty] | Yes | [14 empty] | Deferred | N/A | 1 |  | Yes | 1
X | BAT002 - Component - SALCE1 | [13 empty] | Storage (Duration 1h) | [21 empty] | 0.800MW Battery Energy Storage System Bulls Head Farm Eakley Lanes Goldington Newport Pagnell Buckinghamshire MK16 8LP SP 821 510
X | BAT002 - Component - TRENT1 | [13 empty] | Storage (Duration 1h) | [21 empty] | 0.500MW Battery Energy Storage System PROJECT SCENE ENERGY CENTRE, TRENT BASIN, TRENT LANE, SNEINTON, NOTTINGHAM, NOTTINGHAMSHIRE, NG2 4DS SK 590 390
2 | BAT003 | T-4 | Capacity Auction | 2024 | Limejump Ltd |  | BAT003 | Shell Petroleum Company Limited(The) | 02083966848 | capacitymarket@limejump.com | Distribution | Non CMRS | Existing Generating CMU | Storage - Battery |  | Yes | Prequalified | Opt-In |  | 1 |  |  |  |  | 0 |  | 2.65 |  |  | 0.656 |  |  |  | 0.656 | [7 empty] | Yes | [14 empty] | Deferred | N/A | 1 |  | Yes | 1
X | BAT003 - Component - KNOTTI | [13 empty] | Storage (Duration 1h) | [21 empty] | 1.200MW Battery Energy Storage System Brotherton Weir, Knottingley West Yorkshire WF11 8HR SE 493 240
X | BAT003 - Component - THRYBE | [13 empty] | Storage (Duration 1h) | [21 empty] | 1.200MW Battery Energy Storage System Thrybergh Weir Kilnhurst Mexborough South Yorkshire S64 5TJ SK 463 964
X | BAT003 - Component - TSOANE | [13 empty] | Storage (Duration 1h) | [21 empty] | 0.250MW Battery Energy Storage System Church Hill Rd, Middleton-on-the-Wolds, Driffield YO25 9UG SE 947 495
1 | BAT050 | T-4 | Capacity Auction | 2024 | STONEHILL ENERGY STORAGE LIMITED |  | BAT050 | Power Act Limited | 07397972143 | capacitymarket@limejump.com | Distribution | Non CMRS | New Build Generating CMU | Storage - Battery |  | Yes | Prequalified | Opt-In |  | 15 |  | Yes | Yes |  | 242610 |  | 49.9 |  |  | 24.261 |  |  |  | 24.261 | [7 empty] | Yes | [14 empty] | Deferred | Yes | 15 |  | Yes | 15
X | BAT050 - Component - BAT050 | [13 empty] | Storage (Duration 2h) | [21 empty] | 49.900MW OF BATTERY ENERGY STORAGE SYSTEMS Stonehill, Charlton, Malmesbury, SN16 9RP ST 998 896
2 | BELLE1 | T-4 | Capacity Auction | 2024 | Belleknowes Generation Limited |  | Belleknowes Generation Limited | Forsa Energy Cm Holdings Limited | 02079522244 | jpoley@forsaenergy.com | Distribution | Non CMRS | New Build Generating CMU | Gas |  |  | Prequalified | Opt-In |  | 15 |  | Yes | Yes |  | 0 |  | 19.9 |  |  | 18.949 |  |  |  | 18.949 | [7 empty] | Yes | [14 empty] | Deferred | Yes | 15 |  | No | N/A
X | BELLE1 - Component - BELLE1 | [13 empty] | Reciprocating engines | [21 empty] | A new build, gas fuelled generation station. 'The Black Shed', Belleknowes Industrial Estate, Inverkeithing, KY11 1HY NT 127 838
1 | BENTI2 | T-4 | Capacity Auction | 2024 | Less Waste Limited |  | Bentinck Gas Peaker Plant |  | 07930931674 | matthew.hicks@inchoo.org.uk | Distribution | Non CMRS | New Build Generating CMU | Gas |  |  | Not Prequalified | Opt-In |  | 15 |  |  |  |  | 0 |  | 12 |  |  | 11.426 |  |  |  | 11.426 | [7 empty] | Yes | [14 empty] | Deferred
X | BENTI2 - Component - 100001 | [13 empty] | Reciprocating engines | [21 empty] | Gas engine peaker plant providing capacity market, power trading and other balancing services. Bentinck Electricity Generating Plant Mill Lane Kirkby In Ashfield Nottinghamshire NG17 9LG SK490550
2 | BHRLH6 | T-4 | Capacity Auction | 2024 | Veolia UK Limited |  | Royal Liverpool & Broadgreen Hospitals | VEOLIA ENVIRONNEMENT SA | 02078125000 | uk.veolia.capacitymarket.mailbox@veolia.com | Distribution | Non CMRS | Existing Generating CMU | Gas |  |  | Prequalified | Opt-In |  | 1 |  |  |  |  | 0 |  | 7.365 |  |  | 6.629 |  |  |  | 6.556 | [7 empty] | No | No | No | Metering Option (b) (Bespoke Metering Configuration Solution) | No | No |  |  |  | Yes |  | 1.5 | Yes |  |  | Yes | N/A | 1 |  | Yes | 1
X | BHRLH6 - Component - BH0006 | [13 empty] | Combined Heat and Power (CHP) | [21 empty] | 1 x Gas reciprocating engine with a total rated gross power capacity of 2.185 MW and total net power capacity of 2.155 MW Broadgreen Hospital, Thomas Drive, Liverpool L14 3LB SJ 403 909
X | BHRLH6 - Component - RLH006 | [13 empty] | Combined Heat and Power (CHP) | [21 empty] | 2 x Gas reciprocating engines with a total rated gross power capacity of 5.362 MW and total net power capacity of 5.302 MW. Royal Liverpool University Hospital, Prescott Street, Liverpool L7 8XP SJ 359 907
1 | BILT01 | T-4 | Capacity Auction | 2024 | Energy Store 4 Ltd |  | BILTON FARM |  | 03331234333 | connect@gridserve.com | Distribution | Non CMRS | New Build Generating CMU | Solar |  |  | Prequalified | Opt-In |  | 15 |  | Yes |  |  | 0 |  | 21 |  |  | 5.202 |  |  |  | 6.398 | [7 empty] | Yes | [14 empty] | Deferred | Yes | 15 |  | Yes | 15
X | BILT01 - Component - BILTPV | [13 empty] | Solar Photovoltaic | [21 empty] | Solar farm Bilton Farm, Preston Road, Hull, HU11 4DZ TA 156 326
X | BILT01 - Component - BILTES | [13 empty] | Storage (Duration 1h) | [21 empty] | Battery Energy storage linked to solar farm Bilton Farm, Preston Road, Hull, HU11 4DZ TA 156 326
2 | BOLS24 | T-4 | Capacity Auction | 2024 | BOLSOVER POWER LTD |  | Bolsover | Balance Power Projects Limited | 01519580431 | enquiries@balancepower.co.uk | Distribution | Non CMRS | New Build Generating CMU | Gas |  |  | Not Prequalified | Opt-In |  | 15 |  | Yes | Yes |  | 47610 | Yes | 5 |  |  | 4.761 |  |  |  | 4.761 | [7 empty] | Yes | [14 empty] | Deferred
X | BOLS24 - Component - BOLS24 | [13 empty] | Reciprocating engines | [21 empty] | A gas fuelled electrical power generating unit comprising multiple reciprocating engines Buttermilk Lane, Bolsover, S44 6AD SK 458 717
1 | BOSC01 | T-4 | Capacity Auction | 2024 | Warrington Renewables (York) Ltd |  | BOSCAR GRANGE |  | 01925443322 | warringtonrenewablesyorkltd@gmail.com | Distribution | Non CMRS | Existing Generating CMU | Solar |  |  | Prequalified | Opt-In |  | 1 |  |  |  |  | 0 |  | 54 |  |  | 7.32 |  |  |  | 7.32 | [7 empty] | No | No | Yes | Metering Option (a) (Supplier Settlement Metering Configuration Solution) | No |  |  | No | [7 empty] | No | N/A | 1 |  | Yes | 1
X | BOSC01 - Component - BOSCPV | [13 empty] | Solar Photovoltaic | [21 empty] | Solar Farm consisting of solar PV modules and inverters Boscar Grange Farm York Yo61 3NQ SE 505 723
X | BOSC01 - Component - BOSCES | [13 empty] | Storage (Duration 1h) | [21 empty] | Battery Energy Storage system operating alongside solar farm Boscar Grange Farm York YO61 3NQ SE 505 723
2 | BRAN01 | T-4 | Capacity Auction | 2024 | Forsa Energy (Harelaw) Holdings Limited |  | Bransholme | Forsa Energy Cm Holdings Limited | 02079522244 | jpoley@forsaenergy.com | Distribution | Non CMRS | New Build Generating CMU | Gas |  |  | Not Prequalified | Opt-In |  | 15 |  | Yes | Yes |  | 197110 | Yes | 20.7 |  |  | 19.711 |  |  |  | 19.711 | [7 empty] | Yes | [14 empty] | Deferred
X | BRAN01 - Component - BRAN01 | [13 empty] | Reciprocating engines | [21 empty] | A new build, gas fuelled generation station. Castle Hill Road, Bransholme, Sutton, Kingston Upon Hull, HU7 4TX TA 116 339
1 | BRAN20 | T-4 | Capacity Auction | 2024 | Glass Leaf Power Limited |  | Glassleaf Power |  | 02036676200 | invoices@p3ppartners.com | Distribution | Non CMRS | Existing Generating CMU | Gas |  |  | Prequalified | Opt-In |  | 1 |  |  |  |  | 0 |  | 3.36 |  |  | 3.174 |  |  |  | 3.024 | [7 empty] | No | No | Yes | Metering Option (a) (Supplier Settlement Metering Configuration Solution) | No |  |  | No | [7 empty] | No | N/A | 1 |  | Yes | 1
X | BRAN20 - Component - BRAN20 | [13 empty] | Combined Heat and Power (CHP) | [21 empty] | One Jenbacher CHP engine with a generation capacity of 3.36 MW APS Growers Ltd / Branfield Nursery 111 Stockbridge Road Elloughton HU15 1HW SE935282 | 2394000135003
2 | BRAU24 | T-4 | Capacity Auction | 2024 | BRAUNSTON POWER LTD |  | Braunston | Balance Power Projects Limited | 01519580431 | enquiries@balancepower.co.uk | Distribution | Non CMRS | New Build Generating CMU | Gas |  |  | Not Prequalified | Opt-In |  | 15 |  | Yes | Yes |  | 66650 | Yes | 7 |  |  | 6.665 |  |  |  | 6.665 | [7 empty] | Yes | [14 empty] | Deferred
X | BRAU24 - Component - BRAU24 | [13 empty] | Reciprocating engines | [21 empty] | A gas fuelled electrical power generating unit comprising multiple reciprocating engines Royal Oak Way North, Daventry, NN11 8PQ SP 556 635
1 | BREH20 | T-4 | Capacity Auction | 2024 | P3P Energy Management Limited |  | Europa Energy Centre | P3P MANAGEMENT HOLDINGS LIMITED | 02036676200 | invoices@p3ppartners.com | Distribution | Non CMRS | Existing Generating CMU | Gas |  |  | Prequalified | Opt-In |  | 1 |  |  |  |  | 0 |  | 14.603 |  |  | 13.143 |  |  |  | 13.5 | [7 empty] | No | No | Yes | Metering Option (a) (Supplier Settlement Metering Configuration Solution) | No |  |  | No | [7 empty] | No | N/A | 1 |  | Yes | 1
X | BREH20 - Component - BREH20 | [13 empty] | Combined Heat and Power (CHP) | [21 empty] | The CMU Component will have a connection capacity of 15MW. Gas-fired reciprocating engine will be the technology used. Europa Energy Centre, Hills Court Road, Ash, Kent, CT3 2AP TR297591
2 | Brit19 | T-4 | Capacity Auction | 2024 | BRITNED DEVELOPMENT LIMITED |  | BritNed Interconnector | NATIONAL GRID INTERCONNECTOR HOLDINGS LIMITED | 01926656259 | britned.info@britned.com | Transmission | CMRS | Existing Interconnector CMU | Interconnector |  |  | Prequalified | Opt-In |  | 1 |  |  |  |  | 0 |  | 1320 |  |  | 805.2 |  |  |  | 805.2 | [7 empty] | No | [13 empty] | No | No | N/A | 1 |  | Yes | 1
X | Brit19 - Component - I_IBG-BRTN1 | [13 empty] | BritNED (Netherlands) | [21 empty] | BritNed is a 1320MW (CEC) electricity interconnector connecting the electricity transmission systems in the Netherlands and Great Britain. Britned Convertor Station, Gate C, Grain Road, Isle of Grain, Kent, ME3 0AE TQ 888 748
1 | BSBU21 | T-4 | Capacity Auction | 2024 | British Sugar plc |  | Bury St Edmunds CHP | Associated British Foods PLC | 01733422475 | ABFEnergyTeam@britishsugar.com | Distribution | Non CMRS | Existing Generating CMU | Gas |  |  | Prequalified | Opt-In |  | 1 |  |  |  |  | 0 |  | 61.365 |  |  | 55.229 |  |  |  | 55.545 | [7 empty] | No | No | Yes | Metering Option (a) (Supplier Settlement Metering Configuration Solution) | No |  |  | No | [7 empty] | No | N/A | 1 |  | Yes | 1
X | BSBU21 - Component - 782546 | [13 empty] | Combined Heat and Power (CHP) | [21 empty] | The CMU is a gas fired CCGT CHP Bury St Edmunds Sugar Factory British Sugar plc Hollow Road Bury St Edmunds IP32 7BB TL 861 654
2 | BSWI21 | T-4 | Capacity Auction | 2024 | British Sugar plc |  | Wissington CHP | Associated British Foods PLC | 01733422475 | ABFEnergyTeam@britishsugar.com | Distribution | Non CMRS | Existing Generating CMU | Gas |  |  | Prequalified | Opt-In |  | 1 |  |  |  |  | 0 |  | 46 |  |  | 41.4 |  |  |  | 41.4 | [7 empty] | No | No | Yes | Metering Option (a) (Supplier Settlement Metering Configuration Solution) | No |  |  | No | [7 empty] | No | N/A | 1 |  | Yes | 1
X | BSWI21 - Component - 427970 | [13 empty] | Combined Heat and Power (CHP) | [21 empty] | The CMU is a gas fired CCGT CHP Wissington Sugar Factory British Sugar plc College Road Wissington King's Lynn PE33 9QG TL 659 976
1 | BUR008 | T-4 | Capacity Auction | 2024 | GAS GENERATION BURNLEY LIMITED |  | Gas Generation Burnley 2 | Lark Gas Assets Limited | 01778300888 | enquiries@larkpower.co.uk | Distribution | Non CMRS | New Build Generating CMU | Gas |  |  | Prequalified | Opt-In |  | 15 |  | Yes | Yes |  | 0 |  | 6 |  |  | 5.713 |  |  |  | 5.713 | [7 empty] | Yes | [14 empty] | Deferred | No | 15
X | BUR008 - Component - BUR008 | [13 empty] | Open Cycle Gas Turbine (OCGT) | [21 empty] | 3 x 2MW gas reciprocating engines used for power generation, with associated infrastructure The Yard, Holme Road, Stoney Holme, Burnley, BB12 0BJ SD 834 333
2 | BURG24 | T-4 | Capacity Auction | 2024 | SSEPG (Operations) Limited |  | Burghfield | SSE Generation Limited | 01738453407 | CMSecondaryTrading@sse.com | Distribution | CMRS | Existing Generating CMU | Gas |  |  | Prequalified | Opt-In |  | 1 |  |  |  |  | 0 |  | 47.04 |  |  | 44.791 |  |  |  | 44.791 | [7 empty] | No | No | Yes |  | No | [10 empty] | No | N/A | 1 |  | No | N/A
X | BURG24 - Component - E_BURGH-1 | [13 empty] | Open Cycle Gas Turbine (OCGT) | [21 empty] | 1 x OCGT Burghfield Mini Power Plant, Cottage Lane, Pingewood, Reading, RG30 3UW SU 694 705
1 | BURY20 | T-4 | Capacity Auction | 2024 | Bury Power Limited |  | Bury Power | Kabardin Limited | 02920547206 | matthew.tucker@welshpower.com | Distribution | Non CMRS | Existing Generating CMU | Gas |  |  | Prequalified | Opt-In |  | 1 |  |  |  |  | 0 |  | 19.5 |  |  | 18.568 |  |  |  | 19.044 | [7 empty] | Yes | [14 empty] | Deferred | N/A | 1 |  | Yes | 1
X | BURY20 - Component - NGSTORBURY190 | [13 empty] | Reciprocating engines | [21 empty] | 20MW power plant comprising of reciprocating engines. The power plant is connected to the local distribution network and local gas network. Chamberhall Street, Bury, Lancashire, BL9 0LU SD 802 115
2 | BVC002 | T-4 | Capacity Auction | 2024 | E.ON UK Plc |  | BVC_CHP |  | 07816292478 | EEMFM@eon.com | Distribution | Non CMRS | Existing Generating CMU | Gas |  |  | Prequalified | Opt-In |  | 1 |  |  |  |  | 0 |  | 3.856 |  |  | 3.471 |  |  |  | 3.47 | [7 empty] | Yes | [14 empty] | Deferred | N/A | 1 |  | Yes | 1
X | BVC002 - Component - RUGB01 | [13 empty] | Combined Heat and Power (CHP) | [21 empty] | A gas CHP supplying a manufacturing facility Aventine Way, Glebe Farm Industrial Estate, Rugby, CV21 1HA SP 499 773
X | BVC002 - Component - RUGB02 | [13 empty] | Combined Heat and Power (CHP) | [21 empty] | A gas CHP supplying a manufacturing facility Aventine Way, Glebe Farm Industrial Estate, Rugby, CV21 1HA SP 499 773
1 | CAPN24 | T-4 | Capacity Auction | 2024 | HD888CAP LIMITED |  | CAPENHURST | Harbour Energy Development Ltd | 02039181382 | info@harbourenergy.co.uk | Transmission | CMRS | New Build Generating CMU | Gas |  |  | Prequalified | Opt-In |  | 15 |  | Yes |  |  | 0 |  | 49.5 |  |  | 47.134 |  |  |  | 47.134 | [7 empty] | Yes | [14 empty] | Deferred | Yes | 15 |  | No | N/A
X | CAPN24 - Component - CAPN24 | [13 empty] | Reciprocating engines | [21 empty] | A New Build Gas fuelled power plant at Capenhurst substation Land at Capenhurst Sub Station, Capenhurst, Cheshire, CH66 2HJ SJ 367 749
2 | CARD20 | T-4 | Capacity Auction | 2024 | Viridor Waste Management Limited |  | Cardiff ERF | Viridor Waste Limited | 01869879497 | CapacityMarket@viridor.co.uk | Distribution | Non CMRS | Existing Generating CMU | Waste |  |  | Prequalified | Opt-In |  | 1 |  |  |  |  | 0 |  | 35 |  |  | 29.68 |  |  |  | 29.68 | [7 empty] | No | No | Yes | Metering Option (a) (Supplier Settlement Metering Configuration Solution) | No |  |  | No | [7 empty] | No | N/A | 1 |  | Yes | 1
X | CARD20 - Component - CARD20 | [13 empty] | Energy from Waste | [21 empty] | Twin stream Energy Recovery Facility (ERF) or Energy from Waste which can generate up to 37.5MW of power and export up to 35MW. Located in Glass Avenue, Cardiff. Trident Park ERF, Glass Avenue, Cardiff, CF24 5EN ST 201 752 | 2100041142381
1 | CarGe5 | T-4 | Capacity Auction | 2024 | Cargill PLC |  | Cargill Manch Generation | Cargill UK Holdings Ltd | 01618863404 | peter_ashley@cargill.com | Distribution | Non CMRS | Existing Generating CMU | Gas |  |  | Prequalified | Opt-In |  | 1 |  |  |  |  | 0 |  | 30.046 |  |  | 27.041 |  |  |  | 27.105 | [7 empty] | No | No | No | Metering Option (b) (Bespoke Metering Configuration Solution) | No | Yes | Performance monitoring of the gas turbines and Annual CHPQA data gathering |  |  | Yes |  | Metering Installed to COP3 and COP5 Standard as required by the Auction Guidelines | Yes |  |  | Yes | N/A | 1 |  | Yes | 1
X | CarGe5 - Component - GT0001 | [13 empty] | Combined Heat and Power (CHP) | [21 empty] | Siemens SGT200 Based CHP Cargill PLC, Trafford Park, M17 1PA SJ 783 979
X | CarGe5 - Component - GT0002 | [13 empty] | Combined Heat and Power (CHP) | [21 empty] | Siemens SGT200 based CHP Cargill PLC, Trafford Park, Manchester, M17 1PA SJ 783 979
X | CarGe5 - Component - GT0004 | [13 empty] | Combined Heat and Power (CHP) | [21 empty] | Solar T70 Based CHP System Cargill PLC, Trafford Park, Manchester, M17 1PA SJ 782 979
X | CarGe5 - Component - GT0005 | [13 empty] | Combined Heat and Power (CHP) | [21 empty] | Solar T70 based CHP system Cargill PLC, Trafford Park, Manchester, M17 1PA SJ 782 979
2 | CASQ20 | T-4 | Capacity Auction | 2024 | P3P Energy Management AE Limited |  | Woodhouse Energy Centre | P3P PARTNERS LLP | 02036676200 | invoices@p3ppartners.com | Distribution | Non CMRS | Existing Generating CMU | Gas |  |  | Prequalified | Opt-In |  | 1 |  |  |  |  | 0 |  | 3.272 |  |  | 2.945 |  |  |  | 3.038 | [7 empty] | No | No | Yes | Metering Option (a) (Supplier Settlement Metering Configuration Solution) | No |  |  | No | [7 empty] | No | N/A | 1 |  | Yes | 1
X | CASQ20 - Component - CASQ20 | [13 empty] | Combined Heat and Power (CHP) | [21 empty] | The CMU Component will have a connection capacity of 3.376MW. Gas-fired reciprocating engine will be the technology used. Woodhouse Energy Centre A. Pearson and Sons’ Nursery Alderley Edge SK9 7UW SJ 833 774
1 | casw20 | T-4 | Capacity Auction | 2024 | PISTON HEATING SERVICES LIMITED |  | Caswell |  | 02070421100 | info@agr-group.co.uk | Distribution | Non CMRS | Existing Generating CMU | Gas |  |  | Prequalified | Opt-In |  | 1 |  |  |  |  | 0 |  | 9 |  |  | 8.57 |  |  |  | 8.57 | [7 empty] | No | No | Yes | Metering Option (a) (Supplier Settlement Metering Configuration Solution) | No |  |  | No | [7 empty] | No | N/A | 1 |  | Yes | 1
X | casw20 - Component - casw20 | [13 empty] | Reciprocating engines | [21 empty] | Containerised high speed gas-fired reciprocating engines with transformers, switchgear and associated control gear with a total connection capacity of 9MW. Cavendish Road 33kV Generation, Land Behind Caswell House, Cavendish Road, Stevenage, SG1 2ET TL 223 244 | 1050001791578
2 | Cavrd5 | T-4 | Capacity Auction | 2024 | COGENERATION SOLUTIONS LIMITED |  | Cavendish |  | 02070421100 | Info@agr-group.co.uk | Distribution | Non CMRS | Existing Generating CMU | Gas |  |  | Prequalified | Opt-In |  | 1 |  |  |  |  | 0 |  | 8 |  |  | 7.618 |  |  |  | 7.618 | [7 empty] | No | No | Yes | Metering Option (a) (Supplier Settlement Metering Configuration Solution) | No |  |  | No | [7 empty] | No | N/A | 1 |  | Yes | 1
X | Cavrd5 - Component - Cavrd3 | [13 empty] | Reciprocating engines | [21 empty] | Containerised High Speed Gas-fired reciprocating engines with transformers, switchgear and associated control gear with a total connection capacity of 8MW. Cavendish Rd Stevenage SG1 2ET UK TL 223 242
1 | CDASH1 | T-4 | Capacity Auction | 2024 | Fishpond Energy Limited |  | Ashlands | Ethical Power Ltd | 01726218618 | Paul@epconnect.co.uk | Distribution | Non CMRS | New Build Generating CMU | Gas |  |  | Prequalified | Opt-In |  | 15 |  | Yes |  |  | 76180 |  | 8 |  |  | 7.618 |  |  |  | 7.618 | [7 empty] | Yes | [14 empty] | Deferred | Yes | 15 |  | Yes | 15
X | CDASH1 - Component - CDASH1 | [13 empty] | Reciprocating engines | [21 empty] | New Build Generating CMU comprising of gas fuelled reciprocating engines and gas delivery plant Ashland Cottage Farm, Beck Lane, Sutton in Ashfield, NG17 3AH SK 507 611
2 | CDBIL3 | T-4 | Capacity Auction | 2024 | CONRAD ENERGY (DEVELOPMENTS) LIMITED |  | Billericay | Conrad Energy (Holdings) Limited | 01235427290 | secondarytrading@conradenergy.co.uk | Distribution | Non CMRS | New Build Generating CMU | Gas |  |  | Prequalified | Opt-In |  | 15 |  | Yes |  |  | 95220 |  | 10 |  |  | 9.522 |  |  |  | 9.522 | [7 empty] | Yes | [14 empty] | Deferred | Yes | 15 |  | Yes | 15
X | CDBIL3 - Component - CDBIL3 | [13 empty] | Reciprocating engines | [21 empty] | New Build Generating CMU comprising of gas fuelled reciprocating engines and gas delivery plant Old Church Lane Billericay CM13 1UP TQ 653 959
1 | CDBKN1 | T-4 | Capacity Auction | 2024 | CONRAD ENERGY (DEVELOPMENTS) LIMITED |  | Blackburn | Conrad Energy (Holdings) Limited | 01235427290 | secondarytrading@conradenergy.co.uk | Distribution | Non CMRS | New Build Generating CMU | Gas |  |  | Not Prequalified | Opt-In |  | 15 |  | Yes | Yes |  | 66650 | Yes | 7 |  |  | 6.665 |  |  |  | 6.665 | [7 empty] | Yes | [14 empty] | Deferred
X | CDBKN1 - Component - CDBKN1 | [13 empty] | Reciprocating engines | [21 empty] | New Build Generating CMU comprising of gas fuelled reciprocating engines and gas delivery plant Walley New Road, BB1 9SR SD 689 299
2 | CDBLA1 | T-4 | Capacity Auction | 2024 | Blackpool Power Limited |  | Blackpool |  | 01902864610 | contactus@leadinginitiatives.co.uk | Distribution | Non CMRS | New Build Generating CMU | Gas |  |  | Not Prequalified | Opt-In |  | 15 |  | Yes |  |  | 47610 | Yes | 5 |  |  | 4.761 |  |  |  | 4.761 | [7 empty] | Yes | [14 empty] | Deferred
X | CDBLA1 - Component - CDBLA1 | [13 empty] | Reciprocating engines | [21 empty] | New Build Generating CMU comprising of gas fuelled reciprocating engines and gas delivery plant Land at Bristol Avenue, Moor Park, Blackpool, FY2 0JF SD 325 396
1 | CDBOA1 | T-4 | Capacity Auction | 2024 | CONRAD ENERGY (DEVELOPMENTS) LIMITED |  | Bognor | Conrad Energy (Holdings) Limited | 01235427290 | secondarytrading@conradenergy.co.uk | Distribution | Non CMRS | New Build Generating CMU | Gas |  |  | Not Prequalified | Opt-In |  | 15 |  | Yes | Yes |  | 47610 | Yes | 5 |  |  | 4.761 |  |  |  | 4.761 | [7 empty] | Yes | [14 empty] | Deferred
X | CDBOA1 - Component - CDBOA1 | [13 empty] | Reciprocating engines | [21 empty] | New Build Generating CMU comprising of gas fuelled reciprocating engines and gas delivery plant Shripney Road, Bognor Regis, PO22 9GH SU 940 005
2 | CDBOB1 | T-4 | Capacity Auction | 2024 | CONRAD ENERGY (DEVELOPMENTS) LIMITED |  | Bognor | Conrad Energy (Holdings) Limited | 01235427290 | secondarytrading@conradenergy.co.uk | Distribution | Non CMRS | New Build Generating CMU | Gas |  |  | Not Prequalified | Opt-In |  | 15 |  | Yes | Yes |  | 47610 | Yes | 5 |  |  | 4.761 |  |  |  | 4.761 | [7 empty] | Yes | [14 empty] | Deferred
X | CDBOB1 - Component - CDBOB1 | [13 empty] | Reciprocating engines | [21 empty] | New Build Generating CMU comprising of gas fuelled reciprocating engines and gas delivery plant Shripney Road, Bognor Regis, PO22 9GH SU 940 005
1 | CDBRI1 | T-4 | Capacity Auction | 2024 | CONRAD ENERGY (DEVELOPMENTS) LIMITED |  | Bridgewater | Conrad Energy (Holdings) Limited | 01235427290 | secondarytrading@conradenergy.co.uk | Distribution | Non CMRS | New Build Generating CMU | Gas |  |  | Not Prequalified | Opt-In |  | 15 |  | Yes | Yes |  | 68560 | Yes | 7.2 |  |  | 6.856 |  |  |  | 6.856 | [7 empty] | Yes | [14 empty] | Deferred
X | CDBRI1 - Component - CDBRI1 | [13 empty] | Reciprocating engines | [21 empty] | New Build Generating CMU comprising of gas fuelled reciprocating engines and gas delivery plant Land off Axe Road, Colley Lane Industrial Estate, Bridgewater, TA6 5LP ST 308 359
2 | CDCBB1 | T-4 | Capacity Auction | 2024 | CONRAD ENERGY (DEVELOPMENTS) LIMITED |  | Castle Bromwich B | Conrad Energy (Holdings) Limited | 01235427290 | secondarytrading@conradenergy.co.uk | Distribution | Non CMRS | New Build Generating CMU | Gas |  |  | Not Prequalified | Opt-In |  | 15 |  |  |  |  | 0 |  | 5.5 |  |  | 5.237 |  |  |  | 5.237 | [7 empty] | Yes | [14 empty] | Deferred
X | CDCBB1 - Component - CDCBB1 | [13 empty] | Reciprocating engines | [21 empty] | New Build Generating CMU comprising of gas fuelled reciprocating engines and gas delivery plant Maybrook Road, Maybrook Business Park, Minworth, Sutton Coldfield, B76 1BE SP 144 923
1 | CDCBH1 | T-4 | Capacity Auction | 2024 | CONRAD ENERGY (DEVELOPMENTS) LIMITED |  | Castle Bromwich | Conrad Energy (Holdings) Limited | 01235427290 | secondarytrading@conradenergy.co.uk | Distribution | Non CMRS | New Build Generating CMU | Gas |  |  | Not Prequalified | Opt-In |  | 15 |  |  |  |  | 0 |  | 7.2 |  |  | 6.856 |  |  |  | 6.856 | [7 empty] | Yes | [14 empty] | Deferred
X | CDCBH1 - Component - CDCBH1 | [13 empty] | Reciprocating engines | [21 empty] | New Build Generating CMU comprising of gas fuelled reciprocating engines and gas delivery plant Maybrook Road, Maybrook Business Park, Minworth, Sutton Coldfield, B76 1BE SP 144 923
2 | CDCFY1 | T-4 | Capacity Auction | 2024 | CONRAD ENERGY (DEVELOPMENTS) LIMITED |  | Cuffley | Conrad Energy (Holdings) Limited | 01235427290 | secondarytrading@conradenergy.co.uk | Distribution | Non CMRS | New Build Generating CMU | Gas |  |  | Not Prequalified | Opt-In |  | 15 |  |  |  |  | 0 |  | 7.5 |  |  | 7.142 |  |  |  | 7.142 | [7 empty] | Yes | [14 empty] | Deferred
X | CDCFY1 - Component - CDCFY1 | [13 empty] | Reciprocating engines | [21 empty] | New Build Generating CMU comprising of gas fuelled reciprocating engines and gas delivery plant Station Road, Cuffley, EN7 5HA TL 310 025
1 | CDCKE1 | T-4 | Capacity Auction | 2024 | CONRAD ENERGY (DEVELOPMENTS) LIMITED |  | Crewkerne | Conrad Energy (Holdings) Limited | 01235427290 | secondarytrading@conradenergy.co.uk | Distribution | Non CMRS | New Build Generating CMU | Gas |  |  | Prequalified | Opt-In |  | 15 |  | Yes | Yes |  | 68560 |  | 7.2 |  |  | 6.856 |  |  |  | 6.856 | [7 empty] | Yes | [14 empty] | Deferred | Yes | 15 |  | Yes | 15
X | CDCKE1 - Component - CDCKE1 | [13 empty] | Reciprocating engines | [21 empty] | New Build Generating CMU comprising of gas fuelled reciprocating engines and gas delivery plant Land At Blacknell Lane Crewkerne Somerset TA18 8LL ST 449 094
2 | CDCL21 | T-4 | Capacity Auction | 2024 | Uniper Global Commodities SE | Bidding, Obligation Trading, Volume Reallocation | CDC | Uniper Holding GmbH | 49211732757440 | UniperUK.PowerTrading@uniper.energy | Transmission | CMRS | Existing Generating CMU | Gas |  |  | Prequalified | Opt-In |  | 1 |  |  |  |  | 0 |  | 450 |  |  | 405 |  |  |  | 405 | [7 empty] | No |  |  |  | No | [10 empty] | No | N/A | 1 |  | Yes | 1
X | CDCL21 - Component - T_CDCL-1 | [13 empty] | Combined Cycle Gas Turbine (CCGT) | [21 empty] | Cottam Development Centre (CDC) CCGT single unit station Cottam Development Centre Power Station Cottam Retford DN22 0TF SK810796
1 | CDCLH1 | T-4 | Capacity Auction | 2024 | CONRAD ENERGY (DEVELOPMENTS) LIMITED |  | Cranleigh | Conrad Energy (Holdings) Limited | 01235427290 | secondarytrading@conradenergy.co.uk | Distribution | Non CMRS | New Build Generating CMU | Gas |  |  | Not Prequalified | Opt-In |  | 15 |  |  |  |  | 0 |  | 6 |  |  | 5.713 |  |  |  | 5.713 | [7 empty] | Yes | [14 empty] | Deferred
X | CDCLH1 - Component - CDCLH1 | [13 empty] | Reciprocating engines | [21 empty] | New Build Generating CMU comprising of gas fuelled reciprocating engines and gas delivery plant Guildford Road, Cranleigh, GU6 8PA TQ 045 403
2 | CDDUN3 | T-4 | Capacity Auction | 2024 | Conrad (Dunkeswell) Limited |  | Dunkeswell | Conrad Energy (Holdings) Limited | 01235427290 | secondarytrading@conradenergy.co.uk | Distribution | Non CMRS | New Build Generating CMU | Storage - Battery |  | Yes | Prequalified | Opt-In |  | 15 |  | Yes | Yes |  | 0 |  | 5.5 |  |  | 3.64 |  |  |  | 3.64 | [7 empty] | Yes | [14 empty] | Deferred | Yes | 15 |  | No | N/A
X | CDDUN3 - Component - CDDUN3 | [13 empty] | Storage (Duration 3h) | [21 empty] | New Build CMU comprising of battery storage and associated plant 24a Flightway Dunkeswell Honiton EX14 4LG ST 127 074
1 | CDFLC1 | T-4 | Capacity Auction | 2024 | CONRAD ENERGY (DEVELOPMENTS) LIMITED |  | Flint C | Conrad Energy (Holdings) Limited | 01235427290 | secondarytrading@conradenergy.co.uk | Distribution | Non CMRS | New Build Generating CMU | Storage - Battery |  | Yes | Not Prequalified | Opt-In |  | 15 |  |  |  |  | 0 |  | 1.1 |  |  | 0.728 |  |  |  | 0.728 | [7 empty] | Yes | [14 empty] | Deferred
X | CDFLC1 - Component - CDFLC1 | [13 empty] | Storage (Duration 3h) | [21 empty] | New Build CMU comprising of battery storage and associated plant Aber Park Road, Flint Flintshire CH6 5EX SJ 237 732
2 | CDFXB1 | T-4 | Capacity Auction | 2024 | CONRAD ENERGY (DEVELOPMENTS) LIMITED |  | Felixstowe B | Conrad Energy (Holdings) Limited | 01235427290 | secondarytrading@conradenergy.co.uk | Distribution | Non CMRS | New Build Generating CMU | Gas |  |  | Not Prequalified | Opt-In |  | 15 |  | Yes | Yes |  | 47610 | Yes | 5 |  |  | 4.761 |  |  |  | 4.761 | [7 empty] | Yes | [14 empty] | Deferred
X | CDFXB1 - Component - CDFXB1 | [13 empty] | Reciprocating engines | [21 empty] | New Build Generating CMU comprising of gas fuelled reciprocating engines and gas delivery plant 9A Parker Avenue Felixstowe Suffolk IP11 4BB TM 278 347
1 | CDFXS1 | T-4 | Capacity Auction | 2024 | CONRAD ENERGY (DEVELOPMENTS) LIMITED |  | Felixstowe | Conrad Energy (Holdings) Limited | 01235427290 | secondarytrading@conradenergy.co.uk | Distribution | Non CMRS | New Build Generating CMU | Gas |  |  | Not Prequalified | Opt-In |  | 15 |  | Yes | Yes |  | 47610 | Yes | 5 |  |  | 4.761 |  |  |  | 4.761 | [7 empty] | Yes | [14 empty] | Deferred
X | CDFXS1 - Component - CDFXS1 | [13 empty] | Reciprocating engines | [21 empty] | New Build Generating CMU comprising of gas fuelled reciprocating engines and gas delivery plant 9A Parker Avenue Felixstowe Suffolk IP11 4BB TM 278 347
2 | CDGOR1 | T-4 | Capacity Auction | 2024 | CONRAD ENERGY (DEVELOPMENTS) LIMITED |  | Goring | Conrad Energy (Holdings) Limited | 01235427290 | secondarytrading@conradenergy.co.uk | Distribution | Non CMRS | New Build Generating CMU | Gas |  |  | Not Prequalified | Opt-In |  | 15 |  | Yes | Yes |  | 67800 | Yes | 7.12 |  |  | 6.78 |  |  |  | 6.78 | [7 empty] | Yes | [14 empty] | Deferred
X | CDGOR1 - Component - CDGOR1 | [13 empty] | Reciprocating engines | [21 empty] | New Build Generating CMU comprising of gas fuelled reciprocating engines and gas delivery plant Wallingford Road, Goring, Reading RG8 0HP SU 603 827
1 | CDGRN1 | T-4 | Capacity Auction | 2024 | CONRAD ENERGY (DEVELOPMENTS) LIMITED |  | Grain | Conrad Energy (Holdings) Limited | 01235427290 | secondarytrading@conradenergy.co.uk | Distribution | Non CMRS | New Build Generating CMU | Gas |  |  | Not Prequalified | Opt-In |  | 15 |  |  |  |  | 0 |  | 7 |  |  | 6.665 |  |  |  | 6.665 | [7 empty] | Yes | [14 empty] | Deferred
X | CDGRN1 - Component - CDGRN1 | [13 empty] | Reciprocating engines | [21 empty] | New Build Generating CMU comprising of gas fuelled reciprocating engines and gas delivery plant Grain Road, Isle of Grain, Rochester, ME3 0AB TQ 871 752
2 | CDHAM1 | T-4 | Capacity Auction | 2024 | CONRAD ENERGY (DEVELOPMENTS) LIMITED |  | Hamble | Conrad Energy (Holdings) Limited | 01235427290 | secondarytrading@conradenergy.co.uk | Distribution | Non CMRS | New Build Generating CMU | Gas |  |  | Not Prequalified | Opt-In |  | 15 |  |  |  |  | 0 |  | 6 |  |  | 5.713 |  |  |  | 5.713 | [7 empty] | Yes | [14 empty] | Deferred
X | CDHAM1 - Component - CDHAM1 | [13 empty] | Reciprocating engines | [21 empty] | New Build Generating CMU comprising of gas fuelled reciprocating engines and gas delivery plant Hound Road, Netley, Southampton, SO31 5FS SU 472 089
1 | CDHAV1 | T-4 | Capacity Auction | 2024 | CONRAD ENERGY (DEVELOPMENTS) LIMITED |  | Haverhill | Conrad Energy (Holdings) Limited | 01235427290 | secondarytrading@conradenergy.co.uk | Distribution | Non CMRS | New Build Generating CMU | Gas |  |  | Not Prequalified | Opt-In |  | 15 |  | Yes | Yes |  | 66650 | Yes | 7 |  |  | 6.665 |  |  |  | 6.665 | [7 empty] | Yes | [14 empty] | Deferred
X | CDHAV1 - Component - CDHAV1 | [13 empty] | Reciprocating engines | [21 empty] | New Build Generating CMU comprising of gas fuelled reciprocating engines and gas delivery plant 25 Rookwood Way, Haverhill CB9 8PB TL 671 449
2 | CDHWH1 | T-4 | Capacity Auction | 2024 | CONRAD ENERGY (DEVELOPMENTS) LIMITED |  | Halesworth | Conrad Energy (Holdings) Limited | 01235427290 | secondarytrading@conradenergy.co.uk | Distribution | Non CMRS | New Build Generating CMU | Gas |  |  | Prequalified | Opt-In |  | 15 |  | Yes | Yes |  | 68560 |  | 7.2 |  |  | 6.856 |  |  |  | 6.856 | [7 empty] | Yes | [14 empty] | Deferred | Yes | 15 |  | Yes | 15
X | CDHWH1 - Component - CDHWH1 | [13 empty] | Reciprocating engines | [21 empty] | New Build Generating CMU comprising of gas fuelled reciprocating engines and gas delivery plant Sparrowhawk Road, Halesworth, East Suffolk, IP19 8QW TM 395 790
1 | CDLGE1 | T-4 | Capacity Auction | 2024 | CONRAD ENERGY (DEVELOPMENTS) LIMITED |  | Langstone | Conrad Energy (Holdings) Limited | 01235427290 | secondarytrading@conradenergy.co.uk | Distribution | Non CMRS | New Build Generating CMU | Gas |  |  | Not Prequalified | Opt-In |  | 15 |  |  |  |  | 0 |  | 5 |  |  | 4.761 |  |  |  | 4.761 | [7 empty] | Yes | [14 empty] | Deferred
X | CDLGE1 - Component - CDLGE1 | [13 empty] | Reciprocating engines | [21 empty] | New Build Generating CMU comprising of gas fuelled reciprocating engines and gas delivery plant Southmoor Lane, Havant, PO9 1JW SU 709 057
2 | CDLWF1 | T-4 | Capacity Auction | 2024 | CONRAD ENERGY (DEVELOPMENTS) LIMITED |  | Lawford | Conrad Energy (Holdings) Limited | 01235427290 | secondarytrading@conradenergy.co.uk | Distribution | Non CMRS | New Build Generating CMU | Gas |  |  | Not Prequalified | Opt-In |  | 15 |  |  |  |  | 0 |  | 7.2 |  |  | 6.856 |  |  |  | 6.856 | [7 empty] | Yes | [14 empty] | Deferred
X | CDLWF1 - Component - CDLWF1 | [13 empty] | Reciprocating engines | [21 empty] | New Build Generating CMU comprising of gas fuelled reciprocating engines and gas delivery plant Harwich Road, Manningtree CO11 2LY TM 077 306
1 | CDLWTA | T-4 | Capacity Auction | 2024 | CONRAD ENERGY (DEVELOPMENTS) LIMITED |  | Lowestoft A | Conrad Energy (Holdings) Limited | 01235427290 | secondarytrading@conradenergy.co.uk | Distribution | Non CMRS | New Build Generating CMU | Gas |  |  | Prequalified | Opt-In |  | 15 |  | Yes | Yes |  | 71420 |  | 7.5 |  |  | 7.142 |  |  |  | 7.142 | [7 empty] | Yes | [14 empty] | Deferred | Yes | 15 |  | Yes | 15
X | CDLWTA - Component - CDLWTA | [13 empty] | Reciprocating engines | [21 empty] | New Build Generating CMU comprising of gas fuelled reciprocating engines and gas delivery plant Gas Works Road, Lowestoft, NR32 1UZ TM 555 936
2 | CDLWTB | T-4 | Capacity Auction | 2024 | CONRAD ENERGY (DEVELOPMENTS) LIMITED |  | Lowestoft B | Conrad Energy (Holdings) Limited | 01235427290 | secondarytrading@conradenergy.co.uk | Distribution | Non CMRS | New Build Generating CMU | Storage - Battery |  | Yes | Prequalified | Opt-In |  | 15 |  | Yes | Yes |  | 0 |  | 2.5 |  |  | 1.655 |  |  |  | 1.655 | [7 empty] | Yes | [14 empty] | Deferred | Yes | 15 |  | No | N/A
X | CDLWTB - Component - CDLWTB | [13 empty] | Storage (Duration 3h) | [21 empty] | New Build CMU comprising of battery storage and associated plant Gas Works Road, Lowestoft, NR32 1UZ TM 555 936
1 | CDMDD2 | T-4 | Capacity Auction | 2024 | CONRAD ENERGY (DEVELOPMENTS) LIMITED |  | Middleton Junction | Conrad Energy (Holdings) Limited | 01235427290 | secondarytrading@conradenergy.co.uk | Distribution | Non CMRS | New Build Generating CMU | Gas |  |  | Prequalified | Opt-In |  | 15 |  | Yes |  |  | 81890 |  | 8.6 |  |  | 8.189 |  |  |  | 8.189 | [7 empty] | Yes | [14 empty] | Deferred | Yes | 15 |  | Yes | 15
X | CDMDD2 - Component - CDMDD2 | [13 empty] | Reciprocating engines | [21 empty] | New Build Generating CMU comprising of gas fuelled reciprocating engines and gas delivery plant Pandora Business Park Greengate Middleton Manchester M24 1RU SD 886 042
2 | CDMID2 | T-4 | Capacity Auction | 2024 | CONRAD ENERGY (DEVELOPMENTS) LIMITED |  | Midsomer Norton | Conrad Energy (Holdings) Limited | 01235427290 | secondarytrading@conradenergy.co.uk | Distribution | Non CMRS | New Build Generating CMU | Gas |  |  | Prequalified | Opt-In |  | 15 |  | Yes | Yes |  | 0 |  | 7 |  |  | 6.665 |  |  |  | 6.665 | [7 empty] | Yes | [14 empty] | Deferred | Yes | 15 |  | No | N/A
X | CDMID2 - Component - CDMID2 | [13 empty] | Reciprocating engines | [21 empty] | New Build Generating CMU comprising of gas fuelled reciprocating engines and gas delivery plant Land on the North Side of Radstock Road BA3 2BB ST 672 548
1 | CDMIN2 | T-4 | Capacity Auction | 2024 | CONRAD ENERGY (DEVELOPMENTS) LIMITED |  | Minehead | Conrad Energy (Holdings) Limited | 01235427290 | secondarytrading@conradenergy.co.uk | Distribution | Non CMRS | New Build Generating CMU | Gas |  |  | Prequalified | Opt-In |  | 15 |  | Yes |  |  | 68560 |  | 7.2 |  |  | 6.856 |  |  |  | 6.856 | [7 empty] | Yes | [14 empty] | Deferred | Yes | 15 |  | Yes | 15
X | CDMIN2 - Component - CDMIN2 | [13 empty] | Reciprocating engines | [21 empty] | New Build Generating CMU comprising of gas fuelled reciprocating engines and gas delivery plant Land at Exmoor Windows Brunel Way Minehead TA24 5BY SS 976 458
2 | CDNES3 | T-4 | Capacity Auction | 2024 | CONRAD ENERGY (DEVELOPMENTS) LIMITED |  | Neston | Conrad Energy (Holdings) Limited | 01235427290 | secondarytrading@conradenergy.co.uk | Distribution | Non CMRS | New Build Generating CMU | Gas |  |  | Not Prequalified | Opt-In |  | 15 |  |  |  |  | 0 |  | 2.5 |  |  | 2.381 |  |  |  | 2.381 | [7 empty] | Yes | [14 empty] | Deferred
X | CDNES3 - Component - CDNES3 | [13 empty] | Reciprocating engines | [21 empty] | New Build Generating CMU comprising of gas fuelled reciprocating engines and gas delivery plant Long Acres Road Neston CH64 3RL SJ 291 786
1 | CDPMG1 | T-4 | Capacity Auction | 2024 | CONRAD ENERGY (DEVELOPMENTS) LIMITED |  | Porthmadog | Conrad Energy (Holdings) Limited | 01235427290 | secondarytrading@conradenergy.co.uk | Distribution | Non CMRS | New Build Generating CMU | Gas |  |  | Not Prequalified | Opt-In |  | 15 |  |  |  |  | 0 |  | 5 |  |  | 4.761 |  |  |  | 4.761 | [7 empty] | Yes | [14 empty] | Deferred
X | CDPMG1 - Component - CDPMG1 | [13 empty] | Reciprocating engines | [21 empty] | New Build Generating CMU comprising of gas fuelled reciprocating engines and gas delivery plant Penamser Road, Porthmadog, Gwnyedd, LL49 9NX SH 559 393
2 | CDSNN1 | T-4 | Capacity Auction | 2024 | CONRAD ENERGY (DEVELOPMENTS) LIMITED |  | Sandon | Conrad Energy (Holdings) Limited | 01235427290 | secondarytrading@conradenergy.co.uk | Distribution | Non CMRS | New Build Generating CMU | Gas |  |  | Not Prequalified | Opt-In |  | 15 |  |  |  |  | 0 |  | 8 |  |  | 7.618 |  |  |  | 7.618 | [7 empty] | Yes | [14 empty] | Deferred
X | CDSNN1 - Component - CDSNN1 | [13 empty] | Reciprocating engines | [21 empty] | New Build Generating CMU comprising of gas fuelled reciprocating engines and gas delivery plant Cards Road, Sandon CM2 7AE TL 741 044
1 | CDSPS1 | T-4 | Capacity Auction | 2024 | CONRAD ENERGY (DEVELOPMENTS) LIMITED |  | St Philips | Conrad Energy (Holdings) Limited | 01235427290 | secondarytrading@conradenergy.co.uk | Distribution | Non CMRS | New Build Generating CMU | Gas |  | Yes | Prequalified | Opt-In |  | 15 |  | Yes | Yes |  | 0 |  | 7.2 |  |  | 4.765 |  |  |  | 4.765 | [7 empty] | Yes | [14 empty] | Deferred | Yes | 15 |  | No | N/A
X | CDSPS1 - Component - CDSPS1 | [13 empty] | Storage (Duration 3h) | [21 empty] | New Build CMU comprising of battery storage and associated plant Philip Street Scrapyard, Philip Street, St Philips, Bristol, BS2 0TA ST 606 722
2 | CDSTB3 | T-4 | Capacity Auction | 2024 | CONRAD ENERGY (DEVELOPMENTS) LIMITED |  | St. Asaph B | Conrad Energy (Holdings) Limited | 01235427290 | secondarytrading@conradenergy.co.uk | Distribution | Non CMRS | New Build Generating CMU | Gas |  |  | Not Prequalified | Opt-In |  | 15 |  | Yes | Yes |  | 47610 | Yes | 5 |  |  | 4.761 |  |  |  | 4.761 | [7 empty] | Yes | [14 empty] | Deferred
X | CDSTB3 - Component - CDSTB3 | [13 empty] | Reciprocating engines | [21 empty] | Construction of a New Generating CMU comprising of gas fuelled reciprocating generation sets and gas delivery plant Road off Ffordd William Morgan St Asaph LL17 0LF SJ 021 741
1 | CDSTK1 | T-4 | Capacity Auction | 2024 | CONRAD ENERGY (DEVELOPMENTS) LIMITED |  | Stockport | Conrad Energy (Holdings) Limited | 01235427290 | secondarytrading@conradenergy.co.uk | Distribution | Non CMRS | New Build Generating CMU | Gas |  |  | Not Prequalified | Opt-In |  | 15 |  | Yes |  |  | 94270 | Yes | 9.9 |  |  | 9.427 |  |  |  | 9.427 | [7 empty] | Yes | [14 empty] | Deferred
X | CDSTK1 - Component - CDSTK1 | [13 empty] | Reciprocating engines | [21 empty] | New Build Generating CMU comprising of gas fuelled reciprocating engines and gas delivery plant Adsworth Road, Stockport, SK3 8LF SJ 890 885
2 | CDSUN3 | T-4 | Capacity Auction | 2024 | CONRAD ENERGY (DEVELOPMENTS) LIMITED |  | Sundon | Conrad Energy (Holdings) Limited | 01235427290 | secondarytrading@conradenergy.co.uk | Distribution | Non CMRS | New Build Generating CMU | Gas |  |  | Prequalified | Opt-In |  | 15 |  | Yes |  |  | 47610 |  | 5 |  |  | 4.761 |  |  |  | 4.761 | [7 empty] | Yes | [14 empty] | Deferred | Yes | 15 |  | Yes | 15
X | CDSUN3 - Component - CDSUN3 | [13 empty] | Reciprocating engines | [21 empty] | New Build Generating CMU comprising of gas fuelled reciprocating engines and gas delivery plant Luton Road, Fancott, Toddington LU5 6HT TL 023 275
1 | CDSWA1 | T-4 | Capacity Auction | 2024 | Birmingham Power Limited |  | Sandwell A |  | 01902864610 | contactus@leadinginitiatives.co.uk | Distribution | Non CMRS | New Build Generating CMU | Gas |  |  | Not Prequalified | Opt-In |  | 15 |  | Yes |  |  | 57130 |  | 6 |  |  | 5.713 |  |  |  | 5.713 | [7 empty] | Yes | [14 empty] | Deferred
X | CDSWA1 - Component - CDSWA1 | [13 empty] | Reciprocating engines | [21 empty] | New Build Generating CMU comprising of gas fuelled reciprocating engines and gas delivery plant 10-14 Birmingham Road, West Bromwich, B71 4LD SP 023 901
2 | CDSWB1 | T-4 | Capacity Auction | 2024 | Oldbury Power Limited |  | Sandwell B |  | 01902864610 | contactus@leadinginitiatives.co.uk | Distribution | Non CMRS | New Build Generating CMU | Gas |  |  | Prequalified | Opt-In |  | 15 |  | Yes |  |  | 76180 |  | 8 |  |  | 7.618 |  |  |  | 7.618 | [7 empty] | Yes | [14 empty] | Deferred | Yes | 15 |  | Yes | 15
X | CDSWB1 - Component - CDSWB1 | [13 empty] | Reciprocating engines | [21 empty] | New Build Generating CMU comprising of gas fuelled reciprocating engines and gas delivery plant Land at Wolverhampton Road, Oldbury, B69 4RJ SO 987 882
1 | CDWGA1 | T-4 | Capacity Auction | 2024 | CONRAD ENERGY (DEVELOPMENTS) LIMITED |  | Wigan A | Conrad Energy (Holdings) Limited | 01235427290 | secondarytrading@conradenergy.co.uk | Distribution | Non CMRS | New Build Generating CMU | Gas |  |  | Not Prequalified | Opt-In |  | 15 |  | Yes | Yes |  | 47610 | Yes | 5 |  |  | 4.761 |  |  |  | 4.761 | [7 empty] | Yes | [14 empty] | Deferred
X | CDWGA1 - Component - CDWGA1 | [13 empty] | Reciprocating engines | [21 empty] | New Build Generating CMU comprising of gas fuelled reciprocating engines and gas delivery plant Land off Westwood Park, Wigan, WN3 4HE SD 583 046
2 | CDWGAB | T-4 | Capacity Auction | 2024 | CONRAD ENERGY (DEVELOPMENTS) LIMITED |  | Wigan AB | Conrad Energy (Holdings) Limited | 01235427290 | secondarytrading@conradenergy.co.uk | Distribution | Non CMRS | New Build Generating CMU | Gas |  |  | Not Prequalified | Opt-In |  | 15 |  | Yes | Yes |  | 48940 | Yes | 5.14 |  |  | 4.894 |  |  |  | 4.894 | [7 empty] | Yes | [14 empty] | Deferred
X | CDWGAB - Component - CDWGAB | [13 empty] | Reciprocating engines | [21 empty] | New Build Generating CMU comprising of gas fuelled reciprocating engines and gas delivery plant Land off Westwood Park, Wigan, WN3 4HE SD 583 046
1 | CDWIT2 | T-4 | Capacity Auction | 2024 | CONRAD ENERGY (DEVELOPMENTS) LIMITED |  | Witham | Conrad Energy (Holdings) Limited | 01235427290 | secondarytrading@conradenergy.co.uk | Distribution | Non CMRS | New Build Generating CMU | Gas |  |  | Not Prequalified | Opt-In |  | 15 |  |  |  |  | 0 |  | 10 |  |  | 9.522 |  |  |  | 9.522 | [7 empty] | Yes | [14 empty] | Deferred
X | CDWIT2 - Component - CDWIT2 | [13 empty] | Reciprocating engines | [21 empty] | New Build Generating CMU comprising of gas fuelled reciprocating engines and gas delivery plant Cut Throat Lane Witham Essex CM8 2SZ TL 822 154
2 | CDWOO3 | T-4 | Capacity Auction | 2024 | CONRAD ENERGY (DEVELOPMENTS) LIMITED |  | Wootton | Conrad Energy (Holdings) Limited | 01235427290 | secondarytrading@conradenergy.co.uk | Distribution | Non CMRS | New Build Generating CMU | Gas |  |  | Prequalified | Opt-In |  | 15 |  | Yes |  |  | 61890 |  | 6.5 |  |  | 6.189 |  |  |  | 6.189 | [7 empty] | Yes | [14 empty] | Deferred | Yes | 15 |  | Yes | 15
X | CDWOO3 - Component - CDWOO3 | [13 empty] | Reciprocating engines | [21 empty] | New Build Generating CMU comprising of gas fuelled reciprocating engines and gas delivery plant Unit 1 Lanes Farm Marlborough Road Royal Wootton Bassett Swindon SN4 7SA SU 076 811
1 | CDYXY1 | T-4 | Capacity Auction | 2024 | CONRAD ENERGY (DEVELOPMENTS) LIMITED |  | Yaxley | Conrad Energy (Holdings) Limited | 01235427290 | secondarytrading@conradenergy.co.uk | Distribution | Non CMRS | New Build Generating CMU | Gas |  |  | Prequalified | Opt-In |  | 15 |  | Yes |  |  | 68560 |  | 7.2 |  |  | 6.856 |  |  |  | 6.856 | [7 empty] | Yes | [14 empty] | Deferred | Yes | 15 |  | Yes | 15
X | CDYXY1 - Component - CDYXY1 | [13 empty] | Reciprocating engines | [21 empty] | New Build Generating CMU comprising of gas fuelled reciprocating engines and gas delivery plant Eagle Business Park, Yaxley, PE7 3GP TL 197 930
2 | CEN008 | T-4 | Capacity Auction | 2024 | E.ON UK Plc |  | CE_Aggregated |  | 07816292478 | EEMFM@eon.com | Distribution | Non CMRS | Existing Generating CMU | Gas |  |  | Prequalified | Opt-In |  | 1 |  |  |  |  | 0 |  | 2.375 |  |  | 2.138 |  |  |  | 2.176 | [7 empty] | No | Yes | Yes | Metering Option (b) (Bespoke Metering Configuration Solution) | Yes | No |  |  |  | Yes |  | The 8 components with MPAN settlement meters have the following system accuracy: Class 1.0 according to IEC 62053-21, Class 2.0 according to IEC 62053-23. The remaining one meter on COLCHP is COP5 compliant. | Yes |  |  | Yes | N/A | 1 |  | Yes | 1
X | CEN008 - Component - ACLCHP | [13 empty] | Combined Heat and Power (CHP) | [21 empty] | A gas engine CHP site providing hot water to a local district heating network Academy CHP, Lodge Avenue, Academy Way, Dagenham, London, RM8 2JA TQ 465 856
X | CEN008 - Component - BPACHP | [13 empty] | Combined Heat and Power (CHP) | [21 empty] | A gas engine CHP site providing hot water to a local district heating network Barrier Park CHP, North Woolwich Road, Silvertown, London, E16 2HP TQ 412 800
X | CEN008 - Component - BWRCHP | [13 empty] | Combined Heat and Power (CHP) | [21 empty] | A gas engine CHP site providing hot water to a local district heating network Bath CHP, Midland Road, Bath, BA2 3EW ST 738 648
X | CEN008 - Component - CNWCHP | [13 empty] | Combined Heat and Power (CHP) | [21 empty] | A gas engine CHP site providing hot water to a local district heating network Cannon Wharf CHP, Yeoman Street, London, SE8 5DT TQ 361 788
X | CEN008 - Component - COLCHP | [13 empty] | Combined Heat and Power (CHP) | [21 empty] | A gas engine CHP site providing hot water to a local district heating network, as well as providing some power direct via private wire to a local hotel Colindale CHP, Joslin Avenue, Barnet, London, NW9 5HW TQ 211 899
X | CEN008 - Component - DGVCHP | [13 empty] | Combined Heat and Power (CHP) | [21 empty] | A gas engine CHP site providing hot water to a local district heating network Drayton Garden Village CHP, Porters Way, Hillingdon, Greater London, UB7 9AA TQ 070 795
X | CEN008 - Component - MPQCHP | [13 empty] | Combined Heat and Power (CHP) | [21 empty] | A gas engine CHP site providing hot water to a local district heating network Maple Quay CHP, Montreal House, Surrey Quay Road, Rotherhithe, London, SE16 7AP TQ 355 795
X | CEN008 - Component - MYFCHP | [13 empty] | Combined Heat and Power (CHP) | [21 empty] | A gas engine CHP site providing hot water to a local district heating network Myatts Field CHP, Akerman Road, Lambeth, London, SW9 6SN TQ 316 767
X | CEN008 - Component - STACHP | [13 empty] | Combined Heat and Power (CHP) | [21 empty] | A gas engine CHP site providing hot water to a local district heating network St Andrews CHP, Devons Road, Bromley by Bow, London, E3 3BF TQ 378 824
1 | CEN009 | T-4 | Capacity Auction | 2024 | E.ON UK Plc |  | CE_Aggregated 2 |  | 07816292478 | EEMFM@eon.com | Distribution | Non CMRS | Existing Generating CMU | Gas |  |  | Prequalified | Opt-In |  | 1 |  |  |  |  | 0 |  | 2.764 |  |  | 2.487 |  |  |  | 2.488 | [7 empty] | Yes | [14 empty] | Deferred | N/A | 1 |  | Yes | 1
X | CEN009 - Component - WSCHP1 | [13 empty] | Combined Heat and Power (CHP) | [21 empty] | A gas engine CHP site providing electricity & heat to the associated development Energy Centre Westfield London, Ariel Way, White City, London, W12 7GF TQ 235 802
X | CEN009 - Component - CBCHP1 | [13 empty] | Combined Heat and Power (CHP) | [21 empty] | A gas engine CHP site providing hot water to a local district heating network, as well as a solar PV installation on site but is metered seperately to the CHP Cranbrook CHP1, Honiton Road, Cranbrook, Exeter, EX5 2DX SX 997 944
X | CEN009 - Component - CBCHP2 | [13 empty] | Combined Heat and Power (CHP) | [21 empty] | A gas engine CHP site providing hot water to a local district heating network, as well as a solar PV installation on site but is metered seperately to the CHP Cranbrook CHP2, Honiton Road, Cranbrook, Exeter, EX5 2DX SX 997 944
X | CEN009 - Component - WSCHP2 | [13 empty] | Combined Heat and Power (CHP) | [21 empty] | A gas engine CHP site providing electricity & heat to the associated development Energy Centre Westfield London, Ariel Way, White City, London, W12 7GF TQ 235 802
2 | CES106 | T-4 | Capacity Auction | 2024 | East London Energy Limited |  | CELEKY | ENGIE UK Holding (Services) Limited | 02082216530 | BES-ENGIE-UK-EnergyDept.uk@engie.com | Distribution | Non CMRS | Existing Generating CMU | Gas |  |  | Rejected | Opt-In |  | 1 |  |  |  |  | 0 |  | 2.892 |  |  | 2.603 |  |  |  | 2.603 | [7 empty] | No | No | Yes | Metering Option (a) (Supplier Settlement Metering Configuration Solution) | No |  |  | Yes | The three separate 11kV feeders into the site get aggregated at data level by the data collector to create a single import & export data flow with only a single import and export MPAN | [6 empty] | No
X | CES106 - Component - CKY001 | [13 empty] | Combined Heat and Power (CHP) | [21 empty] | Combined Heat and Power Plant Olympic Park London Kings Yard Energy Centre, Carpenters Lane, Stratford, London E15 2DU TQ 373 845 | 1200000000119,1200000000146
1 | CES107 | T-4 | Capacity Auction | 2024 | East London Energy Limited |  | CELEYSC | ENGIE UK Holding (Services) Limited | 02082216530 | BES-ENGIE-UK-EnergyDept.uk@engie.com | Distribution | Non CMRS | Existing Generating CMU | Gas |  |  | Rejected | Opt-In |  | 1 |  |  |  |  | 0 |  | 5.838 |  |  | 5.254 |  |  |  | 5.254 | [7 empty] | No | No | Yes | Metering Option (a) (Supplier Settlement Metering Configuration Solution) | No |  |  | Yes | The three separate 11kV feeders into the site get aggregated at data level by the data collector to create a single import & export data flow with only a single import and export MPAN | [6 empty] | No
X | CES107 - Component - CELESC1 | [13 empty] | Combined Heat and Power (CHP) | [21 empty] | Combined Heat and Power Plant Stratford made up of 2 generators totalling 6.6MW however the generator sizes have been inserted pro rata to achieve the overall CMU capacity of 5.838 MW as per the 3 highest export peaks 100 Montifichet Road, Westfield, Stratford E20 1GR TQ 385 847 | 1200000000094,1200000000058
X | CES107 - Component - CELESC2 | [13 empty] | Combined Heat and Power (CHP) | [21 empty] | Combined Heat and Power Plant Stratford made up of 2 generators totalling 6.6MW however the generator sizes have been inserted pro rata to achieve the overall CMU capacity of 5.838 MW as per the 3 highest export peaks 100 Montifichet Road, Westfield, Stratford E20 1GR TQ 385 847 | Export MPAN 1200000000094 Import MPAN Service 1200000000058
2 | CES208 | T-4 | Capacity Auction | 2024 | Leicester District Energy Company Limited |  | LDEC | ENGIE UK Holding (Services) Limited | 02082216530 | BES-ENGIE-UK-EnergyDept.uk@engie.com | Distribution | Non CMRS | Existing Generating CMU | Gas |  |  | Prequalified | Opt-In |  | 1 |  |  |  |  | 0 |  | 4.496 |  |  | 4.046 |  |  |  | 4.123 | [7 empty] | No | No | No | Metering Option (b) (Bespoke Metering Configuration Solution) | No | No |  |  |  | Yes |  | less than 1.5%. The CMU pass the bespoke metering test and was sent to EMR Delivery body (certificate Number 2017/00046) | Yes |  |  | Provided | N/A | 1 |  | Yes | 1
X | CES208 - Component - NOR001 | [13 empty] | Combined Heat and Power (CHP) | [21 empty] | Combined Heat and Power Plant, St Marks Boiler House, capacity of generator 1.600MW. Although the supplier of the settled hh meter has provided their three peaks, we have used the combined peak of all the component units to determine the capacity of LDEC as a single CMU hence the connected capacity above being consistent with the three peaks of the combined units. St Marks Boilerhouse Donaldson Road LEICESTER Leicestershire LE4 6BF SK 593 057 | Import: 1170000085130 Export: 1170000085140
X | CES208 - Component - MSB001 | [13 empty] | Combined Heat and Power (CHP) | [21 empty] | Combined Heat and Power Plant, University of Leicester, generator's capacity 1.600MW Fielding & Johnson Building University Of Leicester University Road LEICESTER Leicestershire LE1 7RH SK 594 030 | UOL M1 - 11313900
X | CES208 - Component - MSB002 | [13 empty] | Combined Heat and Power (CHP) | [21 empty] | Combined Heat and Power Plant, University of Leicester, capacity of generator 1.600MW Fielding & Johnson Building University Of Leicester University Road LEICESTER Leicestershire LE1 7RH SK 594 030 | UOL M2 - 12156727
1 | CES209 | T-4 | Capacity Auction | 2024 | Southampton Geothermal Heating Company Limited |  | SGHC | ENGIE UK Holding (Services) Limited | 02082216530 | BES-ENGIE-UK-EnergyDept.uk@engie.com | Distribution | Non CMRS | Existing Generating CMU | Gas |  |  | Rejected | Opt-In |  | 1 |  |  |  |  | 0 |  | 6.735 |  |  | 6.061 |  |  |  | 6.062 | [7 empty] | No | No | No | Metering Option (b) (Bespoke Metering Configuration Solution) | Yes | No |  |  |  | Yes |  | less than 1.5%. The CMU pass the bespoke metering test and was sent to EMR Delivery body (certificate Number 2017/00063) | Yes |  |  | Provided
X | CES209 - Component - SGHC001 | [13 empty] | Combined Heat and Power (CHP) | [21 empty] | 0.725MW Combined Heat and Power Plant Royal South Hants Hospital Royal South Hants Hospital, Graham Road, Southampton, Hampshire, SO14 0YG SU 425 127 | MSID - RSH M1 - K17D00540
X | CES209 - Component - SGHC003 | [13 empty] | Combined Heat and Power (CHP) | [21 empty] | 5.7MW Combined heat and Power Plant Plant at the Heat Station is made up of 2 generators totalling 6.7MW however the generator sizes have been inserted pro rata to achieve the overall CMU capacity of 6.038MW as per the 3 highest export peaks The Heat Station Harbour Parade, Southampton, Hampshire, SO15 1BA SU 415 118 | MSID - ABP M1 - 09010991
X | CES209 - Component - SGCH002 | [13 empty] | Combined Heat and Power (CHP) | [21 empty] | 1.0MW Combined heat and Power Plant Plant at the Heat Station is made up of 2 generators totalling 6.7MW however the generator sizes have been inserted pro rata to achieve the overall CMU capacity of 6.038MW as per the 3 highest export peaks The Heat Station Harbour Parade, Southampton, Hampshire, SO15 1BA SU 415 118 | MSID - ABP M1 - 09010991
2 | CES310 | T-4 | Capacity Auction | 2024 | Birmingham District Energy Company Limited |  | BDEC1 | ENGIE UK Holding (Services) Limited | 02082216530 | BES-ENGIE-UK-EnergyDept.uk@engie.com | Distribution | Non CMRS | Existing Generating CMU | Gas |  |  | Rejected | Opt-In |  | 1 |  |  |  |  | 0 |  | 2.866 |  |  | 2.58 |  |  |  | 2.579 | [7 empty] | No | No | No | Metering Option (b) (Bespoke Metering Configuration Solution) | No | No |  |  |  | Yes |  | less than 1.5% | Yes |  |  | Provided
X | CES310 - Component - AST002 | [13 empty] | Combined Heat and Power (CHP) | [21 empty] | 2MW Combined heat and Power Plant at Aston University. Total Capacity is 3.000MW, consisting of two generators - 2.000MW and 1.000MW Aston University, Aston Triangle, Birmingham, West Midlands, B4 7ET SP 075 876 | ASTON M2 - 09032069
X | CES310 - Component - AST001 | [13 empty] | Combined Heat and Power (CHP) | [21 empty] | 1MW Combined heat and Power Plant at Aston University. Total Capacity is 3.000MW, consisting of two generators - 2.000MW and 1.000MW Aston University, Aston Triangle, Birmingham, West Midlands, B4 7ET SP 075 876 | ASTON M1 - 09032068
1 | CES510 | T-4 | Capacity Auction | 2024 | Birmingham District Energy Company Limited |  | BDEC | ENGIE UK Holding (Services) Limited | 02082216530 | BES-ENGIE-UK-EnergyDept.uk@engie.com | Distribution | Non CMRS | Existing Generating CMU | Gas |  |  | Rejected | Opt-In |  | 1 |  |  |  |  | 0 |  | 3.615 |  |  | 3.254 |  |  |  | 3.254 | [7 empty] | No | No | No | Metering Option (b) (Bespoke Metering Configuration Solution) | No | No |  |  |  | Yes |  | N/A | Yes |  |  | Yes
X | CES510 - Component - BCH001 | [13 empty] | Combined Heat and Power (CHP) | [21 empty] | 1.6MW Combined Heat and Power Plant at Birmingham Children Hospital Birmingham Children’s Hospital, Steelhouse Lane, Birmingham, B4 6NH SP 072 874
X | CES510 - Component - ICC001 | [13 empty] | Combined Heat and Power (CHP) | [21 empty] | 1.6MW Combined Heat and Power at International Conference Centre International Conference Centre, Birmingham, B1 2EA SP 061 867
X | CES510 - Component - NIA001 | [13 empty] | Combined Heat and Power (CHP) | [21 empty] | Auxiliary supply is subtracted prior to Bespoke Metering point MSID - NIA M1 – 081171171 National Indoor Arena, King Edward Road, Birmingham, B1 2AA SP 058 868
2 | CGEN20 | T-4 | Capacity Auction | 2024 | C.GEN Killingholme Limited |  | C.GEN Killingholme | Boisclair SA | 01469542140 | contact@cgenpower.com | Transmission | CMRS | New Build Generating CMU | Gas |  |  | Prequalified | Opt-In |  | 15 |  | Yes |  |  | 0 |  | 470 |  |  | 423 |  |  |  | 423 | [7 empty] | Yes | [14 empty] | Deferred | Yes | 15 |  | No | N/A
X | CGEN20 - Component - CGEN20 | [13 empty] | Combined Cycle Gas Turbine (CCGT) | [21 empty] | A combined cycle gas turbine generating plant Clough Lane North Killingholme North Lincolnshire DN40 3JP TA 157 197
1 | CGTN-1 | T-4 | Capacity Auction | 2024 | Carrington Power Limited | ESB Independent Generation Trading Limited | Carrington_1 | ESBII UK LIMITED | 0035317027446 | esb.capacity.uk@esb.ie | Transmission | CMRS | Existing Generating CMU | Gas |  |  | Prequalified | Opt-In |  | 1 |  |  |  |  | 0 |  | 455 |  |  | 409.5 |  |  |  | 409.5 | [7 empty] | Yes | [14 empty] | Deferred | N/A | 1 |  | Yes | 1
X | CGTN-1 - Component - T_CARR-1 | [13 empty] | Combined Cycle Gas Turbine (CCGT) | [21 empty] | The CMU component is a combined cycle gas turbine Carrington Power Station 132 Manchester Road Carrington Manchester M31 4AY United Kingdom SJ 728 933
2 | CGTN-2 | T-4 | Capacity Auction | 2024 | Carrington Power Limited | ESB Independent Generation Trading Limited | Carrington_2 | ESBII UK LIMITED | 0035317027446 | esb.capacity.uk@esb.ie | Transmission | CMRS | Existing Generating CMU | Gas |  |  | Prequalified | Opt-In |  | 1 |  |  |  |  | 0 |  | 459.067 |  |  | 413.16 |  |  |  | 413.16 | [7 empty] | Yes | [14 empty] | Deferred | N/A | 1 |  | Yes | 1
X | CGTN-2 - Component - T_CARR-2 | [13 empty] | Combined Cycle Gas Turbine (CCGT) | [21 empty] | The CMU component is a combined cycle gas turbine Carrington Power Station 132 Manchester Road Carrington Manchester M31 4AY United Kingdom SJ 728 933
1 | CHAP24 | T-4 | Capacity Auction | 2024 | CHAPEL BRAMPTON POWER LTD |  | Chapel Brampton | Balance Power Projects Limited | 01519580431 | enquiries@balancepower.co.uk | Distribution | Non CMRS | New Build Generating CMU | Gas |  |  | Not Prequalified | Opt-In |  | 15 |  | Yes | Yes |  | 52940 | Yes | 5.56 |  |  | 5.294 |  |  |  | 5.294 | [7 empty] | Yes | [14 empty] | Deferred
X | CHAP24 - Component - CHAP24 | [13 empty] | Reciprocating engines | [21 empty] | A gas fuelled electrical power generating unit comprising multiple reciprocating engines Brampton Lane, Chapel Brampton, Northampton, NN6 8BA SP 734 668
2 | CHEG20 | T-4 | Capacity Auction | 2024 | RWE Generation UK plc |  | CMU_CHEGT1 | RWE Generation UK Holdings Limited | 01793475217 | CapMarketSecondaryTrading@rwe.com | Distribution | CMRS | Existing Generating CMU | Gas |  |  | Prequalified | Opt-In |  | 1 |  |  |  |  | 0 |  | 43.437 |  |  | 41.361 |  |  |  | 41.361 | [7 empty] | No | No | Yes |  | No | [10 empty] | No | N/A | 1 |  | No | N/A
X | CHEG20 - Component - E_CHESP-1 | [13 empty] | Open Cycle Gas Turbine (OCGT) | [21 empty] | One (1) Open Cycle Gas Turbine MSID: 7382 Cheshire Power Station North Road Ellesmere Port South Wirral CH65 1AF SJ 392 784
1 | CHEN20 | T-4 | Capacity Auction | 2024 | RWE Generation UK plc |  | CMU_CHEN20 | RWE Generation UK Holdings Limited | 01793475217 | CapMarketSecondaryTrading@rwe.com | Distribution | CMRS | New Build Generating CMU | Gas |  |  | Prequalified | Opt-In |  | 15 |  | Yes | Yes |  | 0 |  | 20 |  |  | 19.044 |  |  |  | 19.044 | [7 empty] | Yes | [14 empty] | Deferred | Yes | 15 |  | No | N/A
X | CHEN20 - Component - CHEN20 | [13 empty] | Reciprocating engines | [21 empty] | CMU will be formed of multiple individual reciprocating gas engines. Cheshire Power Station North Road Ellesmere Port Cheshire CH65 1AF SJ 391 783
2 | CHERF6 | T-4 | Capacity Auction | 2024 | Veolia UK Limited |  | Chineham ERF | VEOLIA ENVIRONNEMENT SA | 02078125000 | uk.veolia.capacitymarket.mailbox@veolia.com | Distribution | Non CMRS | Existing Generating CMU | Waste |  |  | Prequalified | Opt-In |  | 1 |  |  |  |  | 0 |  | 7.3 |  |  | 6.19 |  |  |  | 6.19 | [7 empty] | No | No | Yes | Metering Option (a) (Supplier Settlement Metering Configuration Solution) | No |  |  | No | [7 empty] | No | N/A | 1 |  | Yes | 1
X | CHERF6 - Component - CHERF6 | [13 empty] | Energy from Waste | [21 empty] | Municipal waste incineration plant located in Chineham Hampshire. It is based on one boiler supplying steam to a turbine-generator. Chineham ERF, Whitmarsh Lane, Basingstoke, Hampshire, RG24 8LL SU672552
1 | CHEW24 | T-4 | Capacity Auction | 2024 | Biogas Technology Limited |  | Chewton | Ylem Group Limited | 01616602222 | simon.mitchell@ylemenergy.co.uk | Distribution | Non CMRS | New Build Generating CMU | Gas |  |  | Not Prequalified | Opt-In |  | 15 |  |  |  |  | 0 |  | 4.6 |  |  | 4.38 |  |  |  | 4.38 | [7 empty] | Yes | [14 empty] | Deferred
X | CHEW24 - Component - CHEW24 | [13 empty] | Reciprocating engines | [21 empty] | A gas fuelled electrical power generating unit comprising multiple reciprocating engines Chicks Lane, Chewton Mendip, BA3 4BY ST 606 526
2 | CHIC24 | T-4 | Capacity Auction | 2024 | SSEPG (Operations) Limited |  | Chickerell | SSE Generation Limited | 01738453407 | CMSecondaryTrading@sse.com | Distribution | CMRS | Existing Generating CMU | Gas |  |  | Prequalified | Opt-In |  | 1 |  |  |  |  | 0 |  | 47.04 |  |  | 44.791 |  |  |  | 44.791 | [7 empty] | No | No | Yes |  | No | [10 empty] | No | N/A | 1 |  | No | N/A
X | CHIC24 - Component - E_CHICK-1 | [13 empty] | Open Cycle Gas Turbine (OCGT) | [21 empty] | 1 x OCGT Chickerell Generation Site, Off Radipole Lane, Chickerell, Weymouth, DT3 4PA SY 655 806
1 | CHIP24 | T-4 | Capacity Auction | 2024 | SSE Utility Solutions Limited |  | Chippenham | SSE Plc | 01738453407 | CMSecondaryTrading@sse.com | Distribution | Non CMRS | Existing Generating CMU |  |  |  |  | Opt-Out | Operational throughout the relevant Delivery Year | [14 empty] | 9.522 | [7 empty] | No | No | Yes | Metering Option (a) (Supplier Settlement Metering Configuration Solution) | No |  |  | No | [7 empty] | N/A
X | CHIP24 - Component - CHIPN-1 | [13 empty] | Reciprocating engines | [21 empty] | 4 x reciprocating engines Chippenham Station, Cocklebury Lane, Chippenham, SN15 1RS ST 926 743
2 | CHS24A | T-4 | Capacity Auction | 2024 | CLEVE HILL SOLAR PARK LIMITED |  | Cleve Hill A |  | 01794324343 | Hugh.brennan@hiveenergy.co.uk | Transmission | CMRS | New Build Generating CMU | Solar |  |  | Not Prequalified | Opt-In |  | 15 |  | Yes |  |  | 63700 | Yes | 272.222 |  |  | 6.37 |  |  |  | 6.37 | [7 empty] | Yes | [14 empty] | Deferred
X | CHS24A - Component - CHS24A | [13 empty] | Solar Photovoltaic | [21 empty] | A transmission connected solar park. Cleve Hill Solar Park, Seasalter Road, Graveney with Goodnestone, Swale, Kent CT5 4BP TR 057 639
1 | CHS24B | T-4 | Capacity Auction | 2024 | CLEVE HILL SOLAR PARK LIMITED |  | Cleve Hill B |  | 01794324343 | Hugh.brennan@hiveenergy.co.uk | Transmission | CMRS | New Build Generating CMU | Storage - Battery |  | Yes | Not Prequalified | Opt-In |  | 15 |  | Yes |  |  | 189080 | Yes | 38.889 |  |  | 18.908 |  |  |  | 18.908 | [7 empty] | Yes | [14 empty] | Deferred
X | CHS24B - Component - CHS24B | [13 empty] | Storage (Duration 2h) | [21 empty] | A transmission connected battery storage unit Cleve Hill Solar Park, Seasalter Road, Graveney with Goodnestone, Swale, Kent CT5 4BP TR 057 639
2 | CHS24C | T-4 | Capacity Auction | 2024 | CLEVE HILL SOLAR PARK LIMITED |  | Cleve Hill C |  | 01794324343 | Hugh.brennan@hiveenergy.co.uk | Transmission | CMRS | New Build Generating CMU | Storage - Battery |  | Yes | Not Prequalified | Opt-In |  | 15 |  | Yes |  |  | 189080 | Yes | 38.889 |  |  | 18.908 |  |  |  | 18.908 | [7 empty] | Yes | [14 empty] | Deferred
X | CHS24C - Component - CHS24C | [13 empty] | Storage (Duration 2h) | [21 empty] | A transmission connected battery storage unit Cleve Hill Solar Park, Seasalter Road, Graveney with Goodnestone, Swale, Kent CT5 4BP TR 057 639
1 | CIT004 | T-4 | Capacity Auction | 2024 | Citigen (London) Limited |  | Citigen | E.ON UK CHP LIMITED | 07816292478 | EEMFM@eon.com | Distribution | Non CMRS | Existing Generating CMU | Gas |  |  | Prequalified | Opt-In |  | 1 |  |  |  |  | 0 |  | 8.04 |  |  | 7.236 |  |  |  | 7.236 | [7 empty] | No | No | Yes | Metering Option (a) (Supplier Settlement Metering Configuration Solution) | No |  |  | No | [7 empty] | No | N/A | 1 |  | Yes | 1
X | CIT004 - Component - CITCHP | [13 empty] | Combined Heat and Power (CHP) | [21 empty] | A site with two gas engine CHPs, providing hot water to a local district heating network as well as chilled water from an absorption chiller to a district chill network. 47-53 Charterhouse Street, London, EC1M 6PB TQ 316 817
2 | CLAC24 | T-4 | Capacity Auction | 2024 | SSE Generation Limited |  | Clachan 1 | SSE plc | 01738453407 | CMSecondaryTrading@sse.com | Distribution | CMRS | Existing Generating CMU | Hydro |  |  | Prequalified | Opt-In |  | 1 |  |  |  |  | 0 |  | 41.346 |  |  | 37.621 |  |  |  | 37.621 | [7 empty] | No | No | Yes |  | No | [10 empty] | No | N/A | 1 |  | Yes | 1
X | CLAC24 - Component - E_CLAC-1 | [13 empty] | Hydro | [21 empty] | 1 x hydro turbine & synchronous generator Clachan Power Station, Cairndow, By Inverary, Argyll, PA26 8BL NN 192 132
1 | CLAVE1 | T-4 | Capacity Auction | 2024 | Claverhouse Generation Limited |  | Claverhouse Generation Limited | Forsa Energy Cm Holdings Limited | 02079522244 | jpoley@forsaenergy.com | Distribution | Non CMRS | New Build Generating CMU | Gas |  |  | Prequalified | Opt-In |  | 15 |  | Yes | Yes |  | 189490 |  | 19.9 |  |  | 18.949 |  |  |  | 18.949 | [7 empty] | Yes | [14 empty] | Deferred | Yes | 15 |  | Yes | 15
X | CLAVE1 - Component - CLAVE1 | [13 empty] | Reciprocating engines | [21 empty] | A new build, gas fuelled generation station. Claverhouse Industrial Estate, Dundee, DD4 9QH NO 421 342
2 | CLUN24 | T-4 | Capacity Auction | 2024 | SSE Generation Limited |  | Clunie | SSE plc | 01738453407 | CMSecondaryTrading@sse.com | Transmission | CMRS | Existing Generating CMU | Hydro |  |  | Prequalified | Opt-In |  | 1 |  |  |  |  | 0 |  | 61.2 |  |  | 55.686 |  |  |  | 55.686 | [7 empty] | No |  |  |  | Yes | [10 empty] | Provided | N/A | 1 |  | Yes | 1
X | CLUN24 - Component - M_CAS-CLU01 | [13 empty] | Hydro | [21 empty] | ROCable hydro units within the BMU are not included in the CMU. Clunie Power Station, Pitlochry, PH16 5NF NN 912 597
1 | CLYN20 | T-4 | Capacity Auction | 2024 | Clyne Power Limited |  | Clyne Power | Catria Limited | 02920547206 | matthew.tucker@welshpower.com | Distribution | Non CMRS | Existing Generating CMU | Gas |  |  | Prequalified | Opt-In |  | 1 |  |  |  |  | 0 |  | 15.8 |  |  | 15.045 |  |  |  | 15.235 | [7 empty] | Yes | [14 empty] | Deferred | N/A | 1 |  | Yes | 1
X | CLYN20 - Component - NGSTORCLYN185 | [13 empty] | Reciprocating engines | [21 empty] | 16MW power plant comprising of reciprocating engines. The power plant is connected to the local distribution network and local gas network. Waun-y-Pound Industrial Estate, Ebbw Vale, Gwent, NP23 6PL SO 157 105
2 | CNQP33 | T-4 | Capacity Auction | 2024 | Uniper Global Commodities SE | Bidding, Obligation Trading, Volume Reallocation | Connahs U3 | Uniper Holding GmbH | 49211732757440 | UniperUK.PowerTrading@uniper.energy | Transmission | CMRS | Existing Generating CMU | Gas |  |  | Prequalified | Opt-In |  | 1 |  |  |  |  | 0 |  | 375 |  |  | 337.5 |  |  |  | 337.5 | [7 empty] | No |  |  |  | No | [10 empty] | No | N/A | 1 |  | Yes | 1
X | CNQP33 - Component - T_CNQPS-3 | [13 empty] | Combined Cycle Gas Turbine (CCGT) | [21 empty] | Connah's Quay PS Unit 3 CCGT Kelsterton Road, Connah's Quay, Flintshire CH5 4BP SJ277712
1 | CNQP34 | T-4 | Capacity Auction | 2024 | Uniper Global Commodities SE | Bidding, Obligation Trading, Volume Reallocation | Connahs U4 | Uniper Holding GmbH | 49211732757440 | UniperUK.PowerTrading@uniper.energy | Transmission | CMRS | Existing Generating CMU | Gas |  |  | Prequalified | Opt-In |  | 1 |  |  |  |  | 0 |  | 375 |  |  | 337.5 |  |  |  | 337.5 | [7 empty] | No |  |  |  | No | [10 empty] | No | N/A | 1 |  | Yes | 1
X | CNQP34 - Component - T_CNQPS-4 | [13 empty] | Combined Cycle Gas Turbine (CCGT) | [21 empty] | Connah's Quay PS Unit 4 CCGT Kelsterton Road, Connah's Quay, Flintshire CH5 4BP SJ277712
2 | CNQP35 | T-4 | Capacity Auction | 2024 | Uniper UK Limited | Bidding, Obligation Trading, Volume Reallocation | Connahs U1&U2 | Uniper Holding GmbH | 49211732757440 | UniperUK.PowerTrading@uniper.energy | Transmission | CMRS | Refurbishing Generating CMU | Gas |  |  | Prequalified | Opt-In |  | 15 |  | Yes |  |  | 0 |  | 750 |  |  |  | 675 | 675 | Opt-In |  | 675 | 675 | [5 empty] | No |  |  |  | No | [10 empty] | No | Yes | 15 | Pre & Post Refurbishing | Yes | 1
X | CNQP35 - Component - T_CNQPS-1 | [13 empty] | Combined Cycle Gas Turbine (CCGT) | [21 empty] | Connah's Quay PS Unit 1 CCGT Kelsterton Road, Connah's Quay, Flintshire CH5 4BP SJ277712
X | CNQP35 - Component - T_CNQPS-1 | [13 empty] | Combined Cycle Gas Turbine (CCGT) | [21 empty] | Connah's Quay PS Unit 1 CCGT Kelsterton Road, Connah's Quay, Flintshire CH5 4BP SJ277712
X | CNQP35 - Component - T_CNQPS-2 | [13 empty] | Combined Cycle Gas Turbine (CCGT) | [21 empty] | Connah's Quay PS Unit 2 CCGT Kelsterton Road, Connah's Quay, Flintshire CH5 4BP SJ277712
X | CNQP35 - Component - T_CNQPS-2 | [13 empty] | Combined Cycle Gas Turbine (CCGT) | [21 empty] | Connah's Quay PS Unit 2 CCGT Kelsterton Road, Connah's Quay, Flintshire CH5 4BP SJ277712
1 | COMM24 | T-4 | Capacity Auction | 2024 | BRK 001 Limited |  | The Common | Arlington Infrastructure Limited | 02071839115 | info@arlingtonenergy.co.uk | Distribution | Non CMRS | New Build Generating CMU | Storage - Battery |  | Yes | Not Prequalified | Opt-In |  | 15 |  | Yes | Yes |  | 123600 | Yes | 49.9 |  |  | 12.36 |  |  |  | 12.36 | [7 empty] | Yes | [14 empty] | Deferred
X | COMM24 - Component - COMM24 | [13 empty] | Storage (Duration 1h) | [21 empty] | A Battery Energy Storage System. The Common, Malmesbury, Wiltshire, SN16 9RJ SU 030 886
2 | COMROD | T-4 | Capacity Auction | 2024 | Reliance Energy Limited |  | COMROD |  | 07422677242 | info@reliance-energy.co.uk | Distribution | Non CMRS | New Build Generating CMU | Gas |  |  | Not Prequalified | Opt-In |  | 15 |  | Yes |  |  | 190440 | Yes | 20 |  |  | 19.044 |  |  |  | 19.044 | [7 empty] | Yes | [14 empty] | Deferred
X | COMROD - Component - COMROD | [13 empty] | Reciprocating engines | [21 empty] | The CMU component consist of gas fired reciprocating engines to be installed on designated land at Commercial Road, Bromborough Birkenhead, Wirral. Commercial Road, Bromborough, Birkenhead, Wirral CH62 3NL SJ 358 832
1 | CONT20 | T-4 | Capacity Auction | 2024 | Harmony CS Limited |  | CONTEGO |  | 01423799109 | peter.kavanagh@harmonyenergy.co.uk | Distribution | Non CMRS | New Build Generating CMU | Storage - Battery |  | Yes | Prequalified | Opt-In |  | 15 |  | Yes | Yes |  | 165310 |  | 34 |  |  | 16.531 |  |  |  | 16.531 | [7 empty] | Yes | [14 empty] | Deferred | Yes | 15 |  | Yes | 15
X | CONT20 - Component - CONT21 | [13 empty] | Storage (Duration 2h) | [21 empty] | A new build 34MW battery energy storage system Wearmaster House, Malthouse Lane, Hurstpierpoint, Hassocks, BN6 9LA TQ 291 189
2 | Copse4 | T-4 | Capacity Auction | 2024 | PUTNEY POWER LIMITED |  | Copse |  | 02070421100 | Info@agr-group.co.uk | Distribution | Non CMRS | Existing Generating CMU | Gas |  |  | Prequalified | Opt-In |  | 1 |  |  |  |  | 0 |  | 8.5 |  |  | 8.094 |  |  |  | 8.094 | [7 empty] | No | No | Yes | Metering Option (a) (Supplier Settlement Metering Configuration Solution) | No |  |  | No | [7 empty] | No | N/A | 1 |  | Yes | 1
X | Copse4 - Component - Copse4 | [13 empty] | Reciprocating engines | [21 empty] | Containerised High Speed Gas-fired reciprocating engines with transformers, switchgear and associated control gear Land and Buildings Known as Teres House Copse Road And Land Lying to the North of East Denham Way Fleetwood FY7 7NY SD 330 469 | 1640000708055
1 | COW120 | T-4 | Capacity Auction | 2024 | RWE Generation UK plc |  | CMU_COWE1 | RWE Generation UK Holdings Limited | 01793475217 | CapMarketSecondaryTrading@rwe.com | Distribution | CMRS | Existing Generating CMU | Distillate |  |  | Prequalified | Opt-In |  | 1 |  |  |  |  | 0 |  | 70 |  |  | 66.654 |  |  |  | 66.654 | [7 empty] | No | No | Yes |  | No | [10 empty] | No | N/A | 1 |  | Yes | 1
X | COW120 - Component - E_COWE1 | [13 empty] | Open Cycle Gas Turbine (OCGT) | [21 empty] | Cowes 1 - OCGT, fuel is distillate MSID: 4548 Cowes Power Station Kingston Road East Cowes Isle of Wight PO32 6JS SZ 505 944
2 | COW220 | T-4 | Capacity Auction | 2024 | RWE Generation UK plc |  | CMU_COWE2 | RWE Generation UK Holdings Limited | 01793475217 | CapMarketSecondaryTrading@rwe.com | Distribution | CMRS | Existing Generating CMU | Distillate |  |  | Prequalified | Opt-In |  | 1 |  |  |  |  | 0 |  | 70 |  |  | 66.654 |  |  |  | 66.654 | [7 empty] | No | No | Yes |  | No | [10 empty] | No | N/A | 1 |  | Yes | 1
X | COW220 - Component - E_COWE2 | [13 empty] | Open Cycle Gas Turbine (OCGT) | [21 empty] | Cowes 2 - OCGT, fuel is distillate MSID: 4548 Cowes Power Station Kingston Road East Cowes Isle of Wight PO32 6JS SZ 505 944
1 | CRBY01 | T-4 | Capacity Auction | 2024 | Corby Power Limited | ESB Independent Generation Trading Limited | Corby_1 | ESBII UK LIMITED | 0035317027446 | esb.capacity.uk@esb.ie | Distribution | CMRS | Existing Generating CMU |  |  |  |  | Opt-Out | Closed down, decommissioned or otherwise non-operational by the start of the relevant Delivery Year | [14 empty] | 366.3 | [7 empty] | Yes | [14 empty] | N/A
X | CRBY01 - Component - E_CORB-1 | [13 empty] | Combined Cycle Gas Turbine (CCGT) | [21 empty] | The CMU is a combined cycle gas turbine Mitchell Road, Phoenix Parkway, Corby, Northamptonshire, NN17 5QT SP 895 911
2 | CRBY02 | T-4 | Capacity Auction | 2024 | Corby Power Limited | ESB Independent Generation Trading Limited | Corby_2 | ESBII UK LIMITED | 0035317027446 | esb.capacity.uk@esb.ie | Distribution | CMRS | New Build Generating CMU | Gas |  |  | Prequalified | Opt-In |  | 15 |  | Yes | Yes |  | 0 |  | 330 |  |  | 314.226 |  |  |  | 314.226 | [7 empty] | Yes | [14 empty] | Deferred | Yes | 15 |  | No | N/A
X | CRBY02 - Component - CRBY02 | [13 empty] | Open Cycle Gas Turbine (OCGT) | [21 empty] | The CMU is a Open Cycle Gas Turbine (OCGT) Mitchell Road, Phoenix Parkway, Corby, Northamptonshire, NN17 5QT SP 895 911
1 | CROY24 | T-4 | Capacity Auction | 2024 | Whitetower Energy Limited |  | Croydon Power | Whitetower Holdings UK Limited | 07740634428 | michael.strutt@wtenergyltd.com | Distribution | Non CMRS | Existing Generating CMU | Gas |  |  | Prequalified | Opt-In |  | 1 |  |  |  |  | 0 |  | 50.587 |  |  | 48.169 |  |  |  | 48.169 | [7 empty] | No | No | Yes | Metering Option (a) (Supplier Settlement Metering Configuration Solution) | No |  |  | No | [7 empty] | No | N/A | 1 |  | Yes | 1
X | CROY24 - Component - Turb-1 | [13 empty] | Open Cycle Gas Turbine (OCGT) | [21 empty] | Existing OCGT. Factory Lane Croydon Surrey CR0 3RL TQ312660
2 | CRWF02 | T-4 | Capacity Auction | 2024 | CREAG RIABHACH WIND FARM LTD |  | Creag Riabhach | Erg UK Holding Ltd | 003901024011 | trading@erg.eu | Transmission | CMRS | New Build Generating CMU | Onshore Wind |  |  | Prequalified | Opt-In |  | 15 |  | Yes |  |  | 70840 |  | 90.7 |  |  | 7.084 |  |  |  | 7.216 | [7 empty] | Yes | [14 empty] | Deferred | Yes | 15 |  | Yes | 15
X | CRWF02 - Component - CRWF02 | [13 empty] | Onshore Wind | [21 empty] | 22 wind turbines new built with expected capacity installed of 92.4 MW The site is located next to A836, Crask, Highland, Scotland NC 529 273
1 | CTF220 | T-4 | Capacity Auction | 2024 | Harmony CTF 2 Limited |  | CLAYTYE2 |  | 01423799109 | peter.kavanagh@harmonyenergy.co.uk | Distribution | Non CMRS | New Build Generating CMU | Storage - Battery |  | Yes | Prequalified | Opt-In |  | 15 |  | Yes | Yes |  | 240670 |  | 49.5 |  |  | 24.067 |  |  |  | 24.067 | [7 empty] | Yes | [14 empty] | Deferred | Yes | 15 |  | Yes | 15
X | CTF220 - Component - CTF222 | [13 empty] | Storage (Duration 2h) | [21 empty] | 49.5MW Battery Energy Storage facility connected to 132kv network Clay Tye Road, Upminister, RM14 3PL TQ594861
2 | CULV20 | T-4 | Capacity Auction | 2024 | Culvery Power Limited |  | Culvery Power | Shorthorn Power Limited | 02920547206 | matthew.tucker@welshpower.com | Distribution | Non CMRS | Existing Generating CMU | Gas |  |  | Prequalified | Opt-In |  | 1 |  |  |  |  | 0 |  | 13.8 |  |  | 13.14 |  |  |  | 13.331 | [7 empty] | Yes | [14 empty] | Deferred | N/A | 1 |  | Yes | 1
X | CULV20 - Component - NGSTORCLVR189 | [13 empty] | Reciprocating engines | [21 empty] | 14MW power plant comprising of reciprocating engines. The power plant is connected to the local distribution network and local gas network. 4 Chemistry Ln, Pentre, Deeside CH5 2DA, UK SJ 323 680
1 | D1_204 | T-4 | Capacity Auction | 2024 | First Hydro Company |  | Dinorwig Unit 1 | First Hydro Holdings Company | 02073208823 | sabina.chaudhary@engie.com | Transmission | CMRS | Existing Generating CMU | Storage - Pumped |  | Yes | Prequalified | Opt-In |  | 1 |  |  |  |  | 0 |  | 289.533 |  |  | 274.014 |  |  |  | 274.014 | [7 empty] | No |  |  |  | No | [10 empty] | No | N/A | 1 |  | No | N/A
X | D1_204 - Component - T_DINO-1 | [13 empty] | Storage (Duration 6h) | [21 empty] | BM unit T_DINO-1 at Dinorwig Power Station (Pumped Storage) Dinorwig Power Station, Llanberis, Caernarfon, LL55 4TY SH594600
2 | D2_204 | T-4 | Capacity Auction | 2024 | First Hydro Company |  | Dinorwig Unit 2 | First Hydro Holdings Company | 02073208823 | sabina.chaudhary@engie.com | Transmission | CMRS | Existing Generating CMU | Storage - Pumped |  | Yes | Prequalified | Opt-In |  | 1 |  |  |  |  | 0 |  | 289.533 |  |  | 274.014 |  |  |  | 274.014 | [7 empty] | No |  |  |  | No | [10 empty] | No | N/A | 1 |  | Yes | 1
X | D2_204 - Component - T_DINO-2 | [13 empty] | Storage (Duration 6h) | [21 empty] | BM unit T_DINO-2 at Dinorwig Power Station (Pumped Storage) Dinorwig Power Station, Llanberis, Caernarfon, LL55 4TY SH594600
1 | D3_204 | T-4 | Capacity Auction | 2024 | First Hydro Company |  | Dinorwig Unit 3 | First Hydro Holdings Company | 02073208823 | sabina.chaudhary@engie.com | Transmission | CMRS | Existing Generating CMU | Storage - Pumped |  | Yes | Prequalified | Opt-In |  | 1 |  |  |  |  | 0 |  | 289.533 |  |  | 274.014 |  |  |  | 274.014 | [7 empty] | No |  |  |  | No | [10 empty] | No | N/A | 1 |  | Yes | 1
X | D3_204 - Component - T_DINO-3 | [13 empty] | Storage (Duration 6h) | [21 empty] | BM unit T_DINO-3 at Dinorwig Power Station (Pumped Storage) Dinorwig Power Station, Llanberis, Caernarfon, LL55 4TY SH594600
2 | D4_204 | T-4 | Capacity Auction | 2024 | First Hydro Company |  | Dinorwig Unit 4 | First Hydro Holdings Company | 02073208823 | sabina.chaudhary@engie.com | Transmission | CMRS | Existing Generating CMU | Storage - Pumped |  | Yes | Prequalified | Opt-In |  | 1 |  |  |  |  | 0 |  | 289.5 |  |  | 273.983 |  |  |  | 273.983 | [7 empty] | No |  |  |  | No | [10 empty] | No | N/A | 1 |  | Yes | 1
X | D4_204 - Component - T_DINO-4 | [13 empty] | Storage (Duration 6h) | [21 empty] | BM unit T_DINO-4 at Dinorwig Power Station (Pumped Storage) Dinorwig Power Station, Llanberis, Caernarfon, LL55 4TY SH594600
1 | D5_204 | T-4 | Capacity Auction | 2024 | First Hydro Company |  | Dinorwig Unit 5 | First Hydro Holdings Company | 02073208823 | sabina.chaudhary@engie.com | Transmission | CMRS | Existing Generating CMU | Storage - Pumped |  | Yes | Prequalified | Opt-In |  | 1 |  |  |  |  | 0 |  | 289.5 |  |  | 273.983 |  |  |  | 273.983 | [7 empty] | No |  |  |  | No | [10 empty] | No | N/A | 1 |  | Yes | 1
X | D5_204 - Component - T_DINO-5 | [13 empty] | Storage (Duration 6h) | [21 empty] | BM unit T_DINO-5 at Dinorwig Power Station (Pumped Storage) Dinorwig Power Station, Llanberis, Caernarfon, LL55 4TY SH594600
2 | D6_204 | T-4 | Capacity Auction | 2024 | First Hydro Company |  | Dinorwig Unit 6 | First Hydro Holdings Company | 02073208823 | sabina.chaudhary@engie.com | Transmission | CMRS | Existing Generating CMU | Storage - Pumped |  | Yes | Prequalified | Opt-In |  | 1 |  |  |  |  | 0 |  | 289.5 |  |  | 273.983 |  |  |  | 273.983 | [7 empty] | No |  |  |  | No | [10 empty] | No | N/A | 1 |  | Yes | 1
X | D6_204 - Component - T_DINO-6 | [13 empty] | Storage (Duration 6h) | [21 empty] | BM unit T_DINO-6 at Dinorwig Power Station (Pumped Storage) Dinorwig Power Station, Llanberis, Caernarfon, LL55 4TY SH594600
1 | DAFE20 | T-4 | Capacity Auction | 2024 | Dafen Reserve Power Limited |  | Dafen Power Limited | The Fern Power Company Limited | 02920547206 | matthew.tucker@welshpower.com | Distribution | Non CMRS | Existing Generating CMU | Gas |  |  | Prequalified | Opt-In |  | 1 |  |  |  |  | 0 |  | 9.8 |  |  | 9.332 |  |  |  | 9.522 | [7 empty] | Yes | [14 empty] | Deferred | N/A | 1 |  | Yes | 1
X | DAFE20 - Component - NGSTORDAFN128 | [13 empty] | Reciprocating engines | [21 empty] | 10 MW power plant comprising of 5x2MW gas fired reciprocating engines. The power plant is connected to the local distribution network and local gas network. Dafen Power, Llethri Road, Dafen Park Industrial Estate, Llanelli, SA14 8QG SN 528 022
2 | DAL001 | T-4 | Capacity Auction | 2024 | Dalquhandy Wind Farm Limited |  | Dalquhandy |  | 0131466365 | gordon.macdougall@baywa-re.co.uk | Transmission | CMRS | New Build Generating CMU | Onshore Wind |  |  | Prequalified | Opt-In |  | 15 |  | Yes |  |  | 0 |  | 45 |  |  | 3.515 |  |  |  | 3.515 | [7 empty] | Yes | [14 empty] | Deferred | No | 15
X | DAL001 - Component - DAL001 | [13 empty] | Onshore Wind | [21 empty] | New build onshore wind farm. Dalquhandy Wind Farm, Dalquhandy Opencast Coal Site, Middlemuir Road, Coalburn, ML11 0NN NS 795 337
1 | DARL01 | T-4 | Capacity Auction | 2024 | Beryl Street Generation Limited |  | Darlington | Forsa Energy (Beryl Street) Holdings Limited | 02079522244 | jpoley@forsaenergy.com | Distribution | Non CMRS | New Build Generating CMU | Gas |  |  | Not Prequalified | Opt-In |  | 15 |  | Yes | Yes |  | 197110 | Yes | 20.7 |  |  | 19.711 |  |  |  | 19.711 | [7 empty] | Yes | [14 empty] | Deferred
X | DARL01 - Component - DARL01 | [13 empty] | Reciprocating engines | [21 empty] | A new build, gas fuelled generation station. Whessoe Road, Whessoe, Harrowgate Village, Darlington, DL3 0XD NZ 284 179
2 | DEA124 | T-4 | Capacity Auction | 2024 | SSE Generation Limited |  | Deanie 1 | SSE plc | 01738453407 | CMSecondaryTrading@sse.com | Transmission | CMRS | Existing Generating CMU | Hydro |  |  | Prequalified | Opt-In |  | 1 |  |  |  |  | 0 |  | 19.025 |  |  | 17.311 |  |  |  | 17.311 | [7 empty] | No |  |  |  | Yes | [10 empty] | Provided | N/A | 1 |  | Yes | 1
X | DEA124 - Component - M_CAS-BEU01 | [13 empty] | Hydro | [21 empty] | Deanie Unit 1 Deanie Power Station, Kiltarlity, Beauly, IV4 7JX NH 291 387
1 | DEA224 | T-4 | Capacity Auction | 2024 | SSE Generation Limited |  | Deanie 2 | SSE plc | 01738453407 | CMSecondaryTrading@sse.com | Transmission | CMRS | Existing Generating CMU | Hydro |  |  | Prequalified | Opt-In |  | 1 |  |  |  |  | 0 |  | 19.02 |  |  | 17.306 |  |  |  | 17.306 | [7 empty] | No |  |  |  | Yes | [10 empty] | Provided | N/A | 1 |  | Yes | 1
X | DEA224 - Component - M_CAS-BEU01 | [13 empty] | Hydro | [21 empty] | Deanie Unit 2 Deanie Power Station, Kiltarlity, Beauly, IV4 7JX NH 291 387
2 | DERB24 | T-4 | Capacity Auction | 2024 | Whitetower Energy Limited |  | Derby Cogen Ltd | Whitetower Holdings UK Limited | 07740634428 | michael.strutt@wtenergyltd.com | Distribution | Non CMRS | Existing Generating CMU | Gas |  |  | Prequalified | Opt-In |  | 1 |  |  |  |  | 0 |  | 53.622 |  |  | 51.059 |  |  |  | 51.059 | [7 empty] | No | No | Yes | Metering Option (a) (Supplier Settlement Metering Configuration Solution) | No |  |  | No | [7 empty] | No | N/A | 1 |  | Yes | 1
X | DERB24 - Component - Turb-1 | [13 empty] | Open Cycle Gas Turbine (OCGT) | [21 empty] | Existing OCGT. Victory Road, Derby, Derbyshire, DE24 9HX SK361319
1 | DERING | T-4 | Capacity Auction | 2024 | Reliance Energy Limited |  | DERING |  | 07422677242 | info@reliance-energy.co.uk | Distribution | Non CMRS | New Build Generating CMU | Gas |  |  | Not Prequalified | Opt-In |  | 15 |  | Yes | Yes |  | 152350 | Yes | 16 |  |  | 15.235 |  |  |  | 15.235 | [7 empty] | Yes | [14 empty] | Deferred
X | DERING - Component - DERING | [13 empty] | Reciprocating engines | [21 empty] | The CMU component consist of gas fired reciprocating engines to be installed on designated land at Dering Way, Gravesend, Kent. Dering Way, Gravesend, Kent, DA12 2QX TQ 665 740
2 | DEVN24 | T-4 | Capacity Auction | 2024 | AVE 003 Limited |  | Devon Street | Avery Energy Limited | 02071839115 | info@arlingtonenergy.co.uk | Distribution | Non CMRS | New Build Generating CMU | Gas |  |  | Not Prequalified | Opt-In |  | 15 |  |  |  |  | 0 |  | 7 |  |  | 6.665 |  |  |  | 6.665 | [7 empty] | Yes | [14 empty] | Deferred
X | DEVN24 - Component - DEVN24 | [13 empty] | Reciprocating engines | [21 empty] | A gas fuelled generating station. Devon Street, Birmingham, B7 4TH SP 090 882
1 | DG7001 | T-4 | Capacity Auction | 2024 | Green Frog Power 214 Limited |  | DG001 | Green Frog Power Limited | 01675437777 | secondarytrading@viridispower.co.uk | Distribution | CMRS | New Build Generating CMU | Gas |  |  | Not Prequalified | Opt-In |  | 15 |  | Yes | Yes |  | 190440 |  | 20 |  |  | 19.044 |  |  |  | 19.044 | [7 empty] | Yes | [14 empty] | Deferred
X | DG7001 - Component - DG7001 | [13 empty] | Reciprocating engines | [21 empty] | Gas fired reciprocating engines. Brunel Way, Briton Ferry, SA11 2GA SS 738 933
2 | DG7002 | T-4 | Capacity Auction | 2024 | Green Frog Power 214 Limited |  | DG002 | Green Frog Power Limited | 01675437777 | secondarytrading@viridispower.co.uk | Distribution | CMRS | New Build Generating CMU | Gas |  |  | Not Prequalified | Opt-In |  | 15 |  | Yes | Yes |  | 190440 |  | 20 |  |  | 19.044 |  |  |  | 19.044 | [7 empty] | Yes | [14 empty] | Deferred
X | DG7002 - Component - DG7002 | [13 empty] | Reciprocating engines | [21 empty] | Gas fired reciprocating engines. Faraday Road, Plymouth, PL4 0ST SX 498 541
1 | DG7003 | T-4 | Capacity Auction | 2024 | Green Frog Power 214 Limited |  | DG003 | Green Frog Power Limited | 01675437777 | secondarytrading@viridispower.co.uk | Distribution | CMRS | New Build Generating CMU | Gas |  |  | Not Prequalified | Opt-In |  | 15 |  | Yes | Yes |  | 190440 |  | 20 |  |  | 19.044 |  |  |  | 19.044 | [7 empty] | Yes | [14 empty] | Deferred
X | DG7003 - Component - DG7003 | [13 empty] | Reciprocating engines | [21 empty] | Gas fired reciprocating engines. Green Frog Power 214 STOR Generation off Roseland Road, off Titanium Road, West Glamorgan, Swansea, SA5 4SG SS 606 963
2 | DG7004 | T-4 | Capacity Auction | 2024 | Green Frog Power 214 Limited |  | DG004 | Green Frog Power Limited | 01675437777 | secondarytrading@viridispower.co.uk | Distribution | CMRS | New Build Generating CMU | Gas |  |  | Not Prequalified | Opt-In |  | 15 |  | Yes | Yes |  | 190440 |  | 20 |  |  | 19.044 |  |  |  | 19.044 | [7 empty] | Yes | [14 empty] | Deferred
X | DG7004 - Component - DG7004 | [13 empty] | Reciprocating engines | [21 empty] | Gas fired reciprocating engines. Tir John North Road, St Thomas, SA1 8NS SS 687 935
1 | DGWEST | T-4 | Capacity Auction | 2024 | Douglas West Wind Farm Ltd |  | Douglas West wind farm | Greencoat Uk Wind Holdco Limited | 02078329414 | natalia.avanesova@greencoat-capital.com | Transmission | CMRS | New Build Generating CMU | Onshore Wind |  |  | Prequalified | Opt-In |  | 15 |  | Yes |  |  | 36050 |  | 45 |  |  | 3.515 |  |  |  | 3.515 | [7 empty] | Yes | [14 empty] | Deferred | Yes | 15 |  | Yes | 1
X | DGWEST - Component - 000001 | [13 empty] | Onshore Wind | [21 empty] | 13-turbine wind farm located in Lanark, Scotland with the installed capacity of 45.000MW Hazelside, Glespin, Lanark, Scotland, ML11 0RL NS 845 345
2 | DIB520 | T-4 | Capacity Auction | 2024 | RWE Generation UK plc |  | CMU_DIDCB5 | RWE Generation UK Holdings Limited | 01793475217 | CapMarketSecondaryTrading@rwe.com | Transmission | CMRS | Existing Generating CMU | Gas |  |  | Prequalified | Opt-In |  | 1 |  |  |  |  | 0 |  | 800 |  |  | 720 |  |  |  | 720 | [7 empty] | No |  |  |  | No | [10 empty] | No | N/A | 1 |  | Yes | 1
X | DIB520 - Component - T_DIDCB5 | [13 empty] | Combined Cycle Gas Turbine (CCGT) | [21 empty] | Didcot B5 - CCGT MSID: 4055 Didcot B Power Station Milton Road Didcot Oxfordshire OX11 7YU SU 507 921
1 | DIB620 | T-4 | Capacity Auction | 2024 | RWE Generation UK plc |  | CMU_DIDCB6 | RWE Generation UK Holdings Limited | 01793475217 | CapMarketSecondaryTrading@rwe.com | Transmission | CMRS | Existing Generating CMU | Gas |  |  | Prequalified | Opt-In |  | 1 |  |  |  |  | 0 |  | 750 |  |  | 675 |  |  |  | 675 | [7 empty] | No |  |  |  | No | [10 empty] | No | N/A | 1 |  | Yes | 1
X | DIB620 - Component - T_DIDCB6 | [13 empty] | Combined Cycle Gas Turbine (CCGT) | [21 empty] | Didcot B6 - CCGT MSID: 4055 Didcot B Power Station Milton Road Didcot Oxfordshire OX11 7YU SU 507 921
2 | DID120 | T-4 | Capacity Auction | 2024 | RWE Generation UK plc |  | CMU_DIDC1G | RWE Generation UK Holdings Limited | 01793475217 | CapMarketSecondaryTrading@rwe.com | Distribution | CMRS | Existing Generating CMU | Distillate |  |  | Prequalified | Opt-In |  | 1 |  |  |  |  | 0 |  | 25 |  |  | 23.805 |  |  |  | 23.805 | [7 empty] | No | No | Yes |  | No | [10 empty] | No | N/A | 1 |  | Yes | 1
X | DID120 - Component - E_DIDC1G | [13 empty] | Open Cycle Gas Turbine (OCGT) | [21 empty] | Didcot 1 OCGT - Power factor used for conversion of kVA to MW is 1 Fuel type is distillate MSID: 4032 Didcot OCGT Power Station Didcot Oxfordshire OX11 7HA SU 510 920
1 | DID220 | T-4 | Capacity Auction | 2024 | RWE Generation UK plc |  | CMU_DIDC2G | RWE Generation UK Holdings Limited | 01793475217 | CapMarketSecondaryTrading@rwe.com | Distribution | CMRS | Existing Generating CMU | Distillate |  |  | Prequalified | Opt-In |  | 1 |  |  |  |  | 0 |  | 25 |  |  | 23.805 |  |  |  | 23.805 | [7 empty] | No | No | Yes |  | No | [10 empty] | No | N/A | 1 |  | Yes | 1
X | DID220 - Component - E_DIDC2G | [13 empty] | Open Cycle Gas Turbine (OCGT) | [21 empty] | Didcot 2 OCGT - Power factor used for conversion of kVA to MW is 1 . Fuel type is distillate MSID: 4032 Didcot OCGT Power Station Didcot Oxfordshire OX11 7HA SU 510 920
2 | DID320 | T-4 | Capacity Auction | 2024 | RWE Generation UK plc |  | CMU_DIDC3G | RWE Generation UK Holdings Limited | 01793475217 | CapMarketSecondaryTrading@rwe.com | Distribution | CMRS | Existing Generating CMU | Distillate |  |  | Prequalified | Opt-In |  | 1 |  |  |  |  | 0 |  | 25 |  |  | 23.805 |  |  |  | 23.805 | [7 empty] | No | No | Yes |  | No | [10 empty] | No | N/A | 1 |  | Yes | 1
X | DID320 - Component - E_DIDC3G | [13 empty] | Open Cycle Gas Turbine (OCGT) | [21 empty] | Didcot 3 OCGT - Power factor used for conversion of kVA to MW is 1 . Fuel type is distillate MSID: 4032 Didcot OCGT Power Station Didcot Oxfordshire OX11 7HA SU 510 920
1 | DID420 | T-4 | Capacity Auction | 2024 | RWE Generation UK plc |  | CMU_DIDC4G | RWE Generation UK Holdings Limited | 01793475217 | CapMarketSecondaryTrading@rwe.com | Distribution | CMRS | Existing Generating CMU | Distillate |  |  | Prequalified | Opt-In |  | 1 |  |  |  |  | 0 |  | 25 |  |  | 23.805 |  |  |  | 23.805 | [7 empty] | No | No | Yes |  | No | [10 empty] | No | N/A | 1 |  | Yes | 1
X | DID420 - Component - E_DIDC4G | [13 empty] | Open Cycle Gas Turbine (OCGT) | [21 empty] | Didcot 4 OCGT - Power factor used for conversion of kVA to MW is 1 Fuel type is distillate MSID: 4032 Didcot OCGT Power Station Didcot Oxfordshire OX11 7HA SU 510 920
2 | DN2120 | T-4 | Capacity Auction | 2024 | EDF Energy Nuclear Generation Limited |  | Dungeness B Power Station CMU 21 | EDF Energy Holdings Limited | 01452652745 | EDFEnergyCMSecondaryTrading@edfenergy.com | Transmission | CMRS | Existing Generating CMU | Nuclear |  |  | Prequalified | Opt-In |  | 1 |  |  |  |  | 0 |  | 539.97 |  |  | 439.698 |  |  |  | 439.698 | [7 empty] | No |  |  |  | No | [10 empty] | No | N/A | 1 |  | No | N/A
X | DN2120 - Component - T_DNGB21 | [13 empty] | Nuclear | [21 empty] | Dungeness B Power Station CMU 21: [DN2120] T_DNGB21 + (50% x T_DNGB-D) EDF Energy, Dungeness B power station, Romney Marsh, Kent, TN29 9PX TR 082 168
1 | DN2220 | T-4 | Capacity Auction | 2024 | EDF Energy Nuclear Generation Limited |  | Dungeness B Power Station CMU 22 | EDF Energy Holdings Limited | 01452652745 | EDFEnergyCMSecondaryTrading@edfenergy.com | Transmission | CMRS | Existing Generating CMU |  |  |  |  | Opt-Out | Operational throughout the relevant Delivery Year | [14 empty] | 448.704 | [7 empty] | No |  |  |  | No | [10 empty] | N/A
X | DN2220 - Component - T_DNGB22 | [13 empty] | Nuclear | [21 empty] | Dungeness B Power Station CMU 22: [DN2220] T_DNGB22 + (50% x T_DNGB-D) EDF Energy, Dungeness B power station, Romney Marsh, Kent, TN29 9PX TR 082 168
2 | DR244A | T-4 | Capacity Auction | 2024 | EDF Energy Customers Limited |  | EDF Energy Demand Side Response 244A | EDF Energy Limited | 01452652745 | EDFEnergyCMSecondaryTrading@edfenergy.com | Distribution | Non CMRS | Unproven DSR CMU | DSR |  |  | Prequalified | Opt-In |  | 1 | Yes |  |  |  | 0 |  | 6.739 |  | 5.338 | 5.338 |  |  |  | 5.338 | [7 empty] | Yes | [14 empty] | Deferred | No
X | DR244A - Component - 244A01 | [13 empty] | DSR | [21 empty] | N/A N/A N/A
1 | DR244B | T-4 | Capacity Auction | 2024 | EDF Energy Customers Limited |  | EDF Energy Demand Side Response 244B | EDF Energy Limited | 01452652745 | EDFEnergyCMSecondaryTrading@edfenergy.com | Distribution | Non CMRS | Unproven DSR CMU | DSR |  |  | Prequalified | Opt-In |  | 1 | Yes |  |  |  | 0 |  | 9.469 |  | 7.5 | 7.5 |  |  |  | 7.5 | [7 empty] | Yes | [14 empty] | Deferred | No
X | DR244B - Component - 244B01 | [13 empty] | DSR | [21 empty] | N/A N/A N/A
2 | DR244C | T-4 | Capacity Auction | 2024 | EDF Energy Customers Limited |  | EDF Energy Demand Side Response 244C | EDF Energy Limited | 01452652745 | EDFEnergyCMSecondaryTrading@edfenergy.com | Distribution | Non CMRS | Unproven DSR CMU | DSR |  |  | Prequalified | Opt-In |  | 1 | Yes |  |  |  | 0 |  | 5.438 |  | 4.307 | 4.307 |  |  |  | 4.307 | [7 empty] | Yes | [14 empty] | Deferred | No
X | DR244C - Component - 244C01 | [13 empty] | DSR | [21 empty] | N/A N/A N/A
1 | DR244D | T-4 | Capacity Auction | 2024 | EDF Energy Customers Limited |  | EDF Energy Demand Side Response 244D | EDF Energy Limited | 01452652745 | EDFEnergyCMSecondaryTrading@edfenergy.com | Distribution | Non CMRS | Unproven DSR CMU | DSR |  |  | Prequalified | Opt-In |  | 1 | Yes |  |  |  | 0 |  | 5.438 |  | 4.307 | 4.307 |  |  |  | 4.307 | [7 empty] | Yes | [14 empty] | Deferred | No
X | DR244D - Component - 244D01 | [13 empty] | DSR | [21 empty] | N/A N/A N/A
2 | DROI24 | T-4 | Capacity Auction | 2024 | Droitwich Peak Energy Limited |  | Droitwich |  | 07557444965 | sean@gecl.uk | Distribution | Non CMRS | New Build Generating CMU | Gas |  |  | Prequalified | Opt-In |  | 15 |  | Yes | Yes |  | 47610 |  | 5 |  |  | 4.761 |  |  |  | 4.761 | [7 empty] | Yes | [14 empty] | Deferred | Yes | 15 |  | Yes | 15
X | DROI24 - Component - DROI24 | [13 empty] | Reciprocating engines | [21 empty] | A gas fuelled electrical power generating unit comprising multiple reciprocating engines Unit 26-30 North Bank, Berry Hill Industrial Estate, Droitwich Spa, WR9 9AU SO 892 650
1 | DRPKR1 | T-4 | Capacity Auction | 2024 | DURHAM RP LIMITED |  | Kestral Road |  | 01159061287 | paul.tittley@merciapr.co.uk | Distribution | Non CMRS | Existing Generating CMU | Gas |  |  | Prequalified | Opt-In |  | 1 |  |  |  |  | 0 |  | 4.017 |  |  | 3.825 |  |  |  | 3.809 | [7 empty] | No | No | Yes | Metering Option (a) (Supplier Settlement Metering Configuration Solution) | No |  |  | No | [7 empty] | No | N/A | 1 |  | Yes | 1
X | DRPKR1 - Component - KR1201 | [13 empty] | Reciprocating engines | [21 empty] | Reciprocating genset in acoustic enclosure Land at Kestral Road, Mansfield NG18 5FU Mansfield SK 525 595
X | DRPKR1 - Component - KR1202 | [13 empty] | Reciprocating engines | [21 empty] | Reciprocating genset in acoustic enclosure Land at Kestral Road, Mansfield NG18 5FU Mansfield SK 525 595
2 | DRUMC1 | T-4 | Capacity Auction | 2024 | Drumcross Generation Limited |  | Drumcross Generation Limited | Forsa Energy (Drumcross) Holdings Limited | 02079522244 | jpoley@forsaenergy.com | Distribution | Non CMRS | New Build Generating CMU | Gas |  |  | Prequalified | Opt-In |  | 15 |  | Yes | Yes |  | 0 |  | 19.9 |  |  | 18.949 |  |  |  | 18.949 | [7 empty] | Yes | [14 empty] | Deferred | Yes | 15 |  | No | N/A
X | DRUMC1 - Component - DRUMC1 | [13 empty] | Reciprocating engines | [21 empty] | A new build, gas fuelled generation station. On land off Nairn Road, Deans Industrial Estate, Livingston, EH54 8AY NT 022 698
1 | DSBRND | T-4 | Capacity Auction | 2024 | ZENOBE UTILITIES 4 LIMITED |  | Brindley Waterside Park | Zenobe Energy Limited | 02039127853 | contact@zenobe.com | Distribution | Non CMRS | Unproven DSR CMU | DSR |  |  | Prequalified | Opt-In |  | 1 | Yes |  |  |  | 0 |  | 1.26 |  | 0.998 | 0.998 |  |  |  | 0.998 | [7 empty] | Yes | [14 empty] | Deferred | Yes | 1 |  | No | N/A
X | DSBRND - Component - DSBRND | [13 empty] | DSR | [21 empty] | 1.26MW lithium-ion battery storage located near Cheney Manor Industrial park, Brindley Waterside Park, Darby Close, Cheney Manor Industrial Estate, Swindon SN2 2PN SU 130 863
2 | DSCHG1 | T-4 | Capacity Auction | 2024 | Zenobe Energy Limited |  | Chargers 1 |  | 02039127853 | contact@zenobe.com | Distribution | Non CMRS | Unproven DSR CMU | DSR |  |  | Prequalified | Opt-In |  | 15 | Yes |  |  |  | 0 |  | 4.417 |  | 2 | 3.5 |  |  |  | 3.499 | [7 empty] | Yes | [14 empty] | Deferred | Yes | 1 |  | No | N/A
X | DSCHG1 - Component - McGill | [13 empty] | DSR | [21 empty] | 10 controllable electric vehicle chargers at McGills Johnstone depot McGill's Buses, Cochranemill Rd, Johnstone PA5 8PP NS 415 621
X | DSCHG1 - Component - OcadTP | [13 empty] | DSR | [21 empty] | 104 controllable electric vehicle chargers at Ocado Tufnell Park Ocado, Bush Industrial Estate, Station Rd, Archway, London, N19 5UN TQ 296 864
X | DSCHG1 - Component - ArrNew | [13 empty] | DSR | [21 empty] | 2 controllable electric vehicle chargers at Arriva Newcastle Arriva Jesmond, Portland Terrace, Jesmond, Newcastle upon Tyne NE2 1QQ NZ 255 654
X | DSCHG1 - Component - Robert | [13 empty] | DSR | [21 empty] | 13 controllable electric vehicle chargers at Robert's Coaches Roberts Travel Group, The Limes, Midland Rd, Hugglescote, Coalville LE67 2FX SK 426 121
X | DSCHG1 - Component - Stewrt | [13 empty] | DSR | [21 empty] | 4 controllable electric vehicle chargers at Stewart's Coaches Stewarts Coaches, Headley Park 8, Headley Rd E, Woodley, Reading RG5 4SA SU 767 732
1 | DSK103 | T-4 | Capacity Auction | 2024 | Kemsley CHP Limited |  | DSK_CHP |  | 07816292478 | EEMFM@eon.com | Distribution | Non CMRS | New Build Generating CMU | Gas |  |  | Prequalified | Opt-In |  | 1 |  | Yes |  |  | 594000 |  | 66 |  |  | 59.4 |  |  |  | 59.4 | [7 empty] | Yes | [14 empty] | Deferred | Yes | 1 |  | Yes | 1
X | DSK103 - Component - KEMS03 | [13 empty] | Combined Heat and Power (CHP) | [21 empty] | A gas turbine generating unit, part of a CHP which supplies heat & power to a paper mill DS Smith Paper Limited, Kemsley Paper Mill, Sittingbourne, Kent, ME10 2TD TQ 916 662
X | DSK103 - Component - KEMS04 | [13 empty] | Combined Heat and Power (CHP) | [21 empty] | A steam turbine generating unit, part of a CHP which supplies heat & power to a paper mill DS Smith Paper Limited, Kemsley Paper Mill, Sittingbourne, Kent, ME10 2TD TQ 916 662
2 | DSR085 | T-4 | Capacity Auction | 2024 | E.ON UK Plc |  | EON026 |  | 07816292478 | EEMFM@eon.com | Distribution | CMRS | Proven DSR CMU | DSR |  |  | Prequalified | Opt-In |  | 1 |  |  |  |  | 0 |  | 24.153 | 24.153 | 19.132 | 19.132 |  |  |  | 19.132 | [7 empty] | No |  |  |  | No | [10 empty] | No | Yes | 1 |  | Yes | 1
X | DSR085 - Component - OUT_TIN | [13 empty] | DSR | [21 empty] | DSR component providing load turn-down at a steel melting facility with electric arc-furnaces SMACC Melting Shop, Shepcote Lane, Europa Link, Sheffield, S9 1TZ SK 402 893
1 | DSR086 | T-4 | Capacity Auction | 2024 | E.ON UK Plc |  | EON029 |  | 07816292478 | EEMFM@eon.com | Distribution | Non CMRS | Proven DSR CMU | DSR |  |  | Prequalified | Opt-In |  | 1 |  |  |  |  | 0 |  | 4.419 | 4.419 | 3.5 | 3.5 |  |  |  | 3.5 | [7 empty] | No | No | Yes | Metering Option (b) (Bespoke Metering Configuration Solution) | No | No |  |  |  | Yes |  | N/A | Yes |  |  | Yes | Yes | 1 |  | Yes | 1
X | DSR086 - Component - BIL_BEE | [13 empty] | DSR | [21 empty] | Paper products manufacturing site carrying out DSR by load turn-down Waterhouse Mills, Beetham, Milnthorpe, Cumbria, LA7 7AR SD 496 799
2 | DSR087 | T-4 | Capacity Auction | 2024 | E.ON UK Plc |  | EON027 |  | 07816292478 | EEMFM@eon.com | Distribution | Non CMRS | Proven DSR CMU | DSR |  |  | Prequalified | Opt-In |  | 1 |  |  |  |  | 0 |  | 6.312 | 6.312 | 5 | 5 |  |  |  | 5 | [7 empty] | No | No | Yes | Metering Option (a) (Supplier Settlement Metering Configuration Solution) | No |  |  | No | [7 empty] | No | Yes | 1 |  | Yes | 1
X | DSR087 - Component - KCC_NFM | [13 empty] | DSR | [21 empty] | Paper Mill carrying out DSR using load turn-down. Northfleet Mill, Crete Hall Road, Gravesend, DA11 9AD TQ 626 742
1 | DSR088 | T-4 | Capacity Auction | 2024 | E.ON UK Plc |  | EON028 |  | 07816292478 | EEMFM@eon.com | Distribution | Non CMRS | Proven DSR CMU | DSR |  |  | Prequalified | Opt-In |  | 1 |  |  |  |  | 0 |  | 7.575 | 7.575 | 6 | 6 |  |  |  | 6 | [7 empty] | No | No | Yes | Metering Option (a) (Supplier Settlement Metering Configuration Solution) | No |  |  | No | [7 empty] | No | Yes | 1 |  | Yes | 1
X | DSR088 - Component - KCC_BAR | [13 empty] | DSR | [21 empty] | Paper Mill carrying out DSR using load turn-down. Barrow Mill, Park Road, Barrow in Furness, Cumbria, LA14 4TR SD 195 727
2 | DSR089 | T-4 | Capacity Auction | 2024 | E.ON UK Plc |  | EONT005 |  | 07816292478 | EEMFM@eon.com | Distribution | Non CMRS | Proven DSR CMU | DSR |  |  | Prequalified | Opt-In |  | 1 |  |  |  |  | 0 |  | 3.03 | 3.03 | 2.4 | 2.4 |  |  |  | 2.4 | [7 empty] | No | No | Yes | Metering Option (a) (Supplier Settlement Metering Configuration Solution) | No |  |  | No | [7 empty] | No | Yes | 1 |  | Yes | 1
X | DSR089 - Component - DST005 | [13 empty] | DSR | [21 empty] | DSR component providing load turn-down at a paper product manufacturing site Flint Mill, Aber Road, Flint, CH6 5EX SJ 236 735
1 | DSR090 | T-4 | Capacity Auction | 2024 | E.ON UK Plc |  | EON090 |  | 07816292478 | EEMFM@eon.com | Distribution | Non CMRS | Unproven DSR CMU | DSR |  |  | Prequalified | Opt-In |  | 1 | Yes |  |  |  | 225000 |  | 56.811 |  | 45 | 45 |  |  |  | 45 | [7 empty] | Yes | [14 empty] | Deferred | Yes | 1 |  | Yes | 1
X | DSR090 - Component - DSR090 | [13 empty] | DSR | [21 empty] | N/A N/A N/A
2 | DSR091 | T-4 | Capacity Auction | 2024 | E.ON UK Plc |  | EON091 |  | 07816292478 | EEMFM@eon.com | Distribution | Non CMRS | Unproven DSR CMU | DSR |  |  | Prequalified | Opt-In |  | 1 | Yes |  |  |  | 12500 |  | 3.156 |  | 2.5 | 2.5 |  |  |  | 2.5 | [7 empty] | Yes | [14 empty] | Deferred | Yes | 1 |  | Yes | 1
X | DSR091 - Component - DSR091 | [13 empty] | DSR | [21 empty] | N/A N/A N/A
1 | DSR092 | T-4 | Capacity Auction | 2024 | E.ON UK Plc |  | EON092 |  | 07816292478 | EEMFM@eon.com | Distribution | Non CMRS | Unproven DSR CMU | DSR |  |  | Prequalified | Opt-In |  | 1 | Yes |  |  |  | 28000 |  | 7.07 |  | 5.6 | 5.6 |  |  |  | 5.6 | [7 empty] | Yes | [14 empty] | Deferred | Yes | 1 |  | Yes | 1
X | DSR092 - Component - DSR092 | [13 empty] | DSR | [21 empty] | N/A N/A N/A
2 | DSR093 | T-4 | Capacity Auction | 2024 | E.ON UK Plc |  | EON093 |  | 07816292478 | EEMFM@eon.com | Distribution | Non CMRS | Unproven DSR CMU | DSR |  |  | Prequalified | Opt-In |  | 1 | Yes |  |  |  | 15270 |  | 3.855 |  | 3.054 | 3.054 |  |  |  | 3.054 | [7 empty] | Yes | [14 empty] | Deferred | Yes | 1 |  | Yes | 1
X | DSR093 - Component - DSR093 | [13 empty] | DSR | [21 empty] | N/A N/A N/A
1 | DSR094 | T-4 | Capacity Auction | 2024 | E.ON UK Plc |  | EON094 |  | 07816292478 | EEMFM@eon.com | Distribution | Non CMRS | Unproven DSR CMU | DSR |  |  | Prequalified | Opt-In |  | 1 | Yes |  |  |  | 15000 |  | 3.788 |  | 3 | 3 |  |  |  | 3 | [7 empty] | Yes | [14 empty] | Deferred | Yes | 1 |  | Yes | 1
X | DSR094 - Component - DSR094 | [13 empty] | DSR | [21 empty] | N/A N/A N/A
2 | DSR095 | T-4 | Capacity Auction | 2024 | E.ON UK Plc |  | EON095 |  | 07816292478 | EEMFM@eon.com | Distribution | Non CMRS | Unproven DSR CMU | DSR |  |  | Prequalified | Opt-In |  | 1 | Yes |  |  |  | 125000 |  | 31.562 |  | 25 | 25 |  |  |  | 25 | [7 empty] | Yes | [14 empty] | Deferred | Yes | 1 |  | Yes | 1
X | DSR095 - Component - DSR095 | [13 empty] | DSR | [21 empty] | N/A N/A N/A
1 | DSR096 | T-4 | Capacity Auction | 2024 | E.ON UK Plc |  | EON096 |  | 07816292478 | EEMFM@eon.com | Distribution | Non CMRS | Unproven DSR CMU | DSR |  |  | Prequalified | Opt-In |  | 1 | Yes |  |  |  | 75000 |  | 18.937 |  | 15 | 15 |  |  |  | 15 | [7 empty] | Yes | [14 empty] | Deferred | Yes | 1 |  | Yes | 1
X | DSR096 - Component - DSR096 | [13 empty] | DSR | [21 empty] | N/A N/A N/A
2 | DSR097 | T-4 | Capacity Auction | 2024 | E.ON UK Plc |  | EON097 |  | 07816292478 | EEMFM@eon.com | Distribution | Non CMRS | Unproven DSR CMU | DSR |  |  | Prequalified | Opt-In |  | 1 | Yes |  |  |  | 50000 |  | 12.625 |  | 10 | 10 |  |  |  | 10 | [7 empty] | Yes | [14 empty] | Deferred | Yes | 1 |  | Yes | 1
X | DSR097 - Component - DSR097 | [13 empty] | DSR | [21 empty] | N/A N/A N/A
1 | DSR098 | T-4 | Capacity Auction | 2024 | E.ON UK Plc |  | EON098 |  | 07816292478 | EEMFM@eon.com | Distribution | Non CMRS | Unproven DSR CMU | DSR |  |  | Prequalified | Opt-In |  | 1 | Yes |  |  |  | 50000 |  | 12.625 |  | 10 | 10 |  |  |  | 10 | [7 empty] | Yes | [14 empty] | Deferred | Yes | 1 |  | Yes | 1
X | DSR098 - Component - DSR098 | [13 empty] | DSR | [21 empty] | N/A N/A N/A
2 | DSR099 | T-4 | Capacity Auction | 2024 | E.ON UK Plc |  | EON099 |  | 07816292478 | EEMFM@eon.com | Distribution | Non CMRS | Unproven DSR CMU | DSR |  |  | Prequalified | Opt-In |  | 1 | Yes |  |  |  | 50000 |  | 12.625 |  | 10 | 10 |  |  |  | 10 | [7 empty] | Yes | [14 empty] | Deferred | Yes | 1 |  | Yes | 1
X | DSR099 - Component - DSR099 | [13 empty] | DSR | [21 empty] | N/A N/A N/A
1 | DSR100 | T-4 | Capacity Auction | 2024 | E.ON UK Plc |  | EON100 |  | 07816292478 | EEMFM@eon.com | Distribution | Non CMRS | Unproven DSR CMU | DSR |  |  | Prequalified | Opt-In |  | 1 | Yes |  |  |  | 50000 |  | 12.625 |  | 10 | 10 |  |  |  | 10 | [7 empty] | Yes | [14 empty] | Deferred | Yes | 1 |  | Yes | 1
X | DSR100 - Component - DSR100 | [13 empty] | DSR | [21 empty] | N/A N/A N/A
2 | DSR101 | T-4 | Capacity Auction | 2024 | E.ON UK Plc |  | EON101 |  | 07816292478 | EEMFM@eon.com | Distribution | Non CMRS | Unproven DSR CMU | DSR |  |  | Prequalified | Opt-In |  | 1 | Yes |  |  |  | 50000 |  | 12.625 |  | 10 | 10 |  |  |  | 10 | [7 empty] | Yes | [14 empty] | Deferred | Yes | 1 |  | Yes | 1
X | DSR101 - Component - DSR101 | [13 empty] | DSR | [21 empty] | N/A N/A N/A
1 | DSR102 | T-4 | Capacity Auction | 2024 | E.ON UK Plc |  | EON102 |  | 07816292478 | EEMFM@eon.com | Distribution | Non CMRS | Unproven DSR CMU | DSR |  |  | Prequalified | Opt-In |  | 1 | Yes |  |  |  | 50000 |  | 12.625 |  | 10 | 10 |  |  |  | 10 | [7 empty] | Yes | [14 empty] | Deferred | Yes | 1 |  | Yes | 1
X | DSR102 - Component - DSR102 | [13 empty] | DSR | [21 empty] | N/A N/A N/A
2 | DSR103 | T-4 | Capacity Auction | 2024 | E.ON UK Plc |  | EON103 |  | 07816292478 | EEMFM@eon.com | Distribution | Non CMRS | Unproven DSR CMU | DSR |  |  | Prequalified | Opt-In |  | 1 | Yes |  |  |  | 25000 |  | 6.312 |  | 5 | 5 |  |  |  | 5 | [7 empty] | Yes | [14 empty] | Deferred | Yes | 1 |  | Yes | 1
X | DSR103 - Component - DSR103 | [13 empty] | DSR | [21 empty] | N/A N/A N/A
1 | DSR104 | T-4 | Capacity Auction | 2024 | E.ON UK Plc |  | EON104 |  | 07816292478 | EEMFM@eon.com | Distribution | Non CMRS | Unproven DSR CMU | DSR |  |  | Prequalified | Opt-In |  | 1 | Yes |  |  |  | 25000 |  | 6.312 |  | 5 | 5 |  |  |  | 5 | [7 empty] | Yes | [14 empty] | Deferred | Yes | 1 |  | Yes | 1
X | DSR104 - Component - DSR104 | [13 empty] | DSR | [21 empty] | N/A N/A N/A
2 | DSR105 | T-4 | Capacity Auction | 2024 | E.ON UK Plc |  | EON105 |  | 07816292478 | EEMFM@eon.com | Distribution | Non CMRS | Unproven DSR CMU | DSR |  |  | Prequalified | Opt-In |  | 1 | Yes |  |  |  | 25000 |  | 6.312 |  | 5 | 5 |  |  |  | 5 | [7 empty] | Yes | [14 empty] | Deferred | Yes | 1 |  | Yes | 1
X | DSR105 - Component - DSR105 | [13 empty] | DSR | [21 empty] | N/A N/A N/A
1 | DSR106 | T-4 | Capacity Auction | 2024 | E.ON UK Plc |  | EON106 |  | 07816292478 | EEMFM@eon.com | Distribution | Non CMRS | Unproven DSR CMU | DSR |  |  | Prequalified | Opt-In |  | 1 | Yes |  |  |  | 12500 |  | 3.156 |  | 2.5 | 2.5 |  |  |  | 2.5 | [7 empty] | Yes | [14 empty] | Deferred | Yes | 1 |  | Yes | 1
X | DSR106 - Component - DSR106 | [13 empty] | DSR | [21 empty] | N/A N/A N/A
2 | DSR107 | T-4 | Capacity Auction | 2024 | E.ON UK Plc |  | EON107 |  | 07816292478 | EEMFM@eon.com | Distribution | Non CMRS | Unproven DSR CMU | DSR |  |  | Prequalified | Opt-In |  | 1 | Yes |  |  |  | 12500 |  | 3.156 |  | 2.5 | 2.5 |  |  |  | 2.5 | [7 empty] | Yes | [14 empty] | Deferred | Yes | 1 |  | Yes | 1
X | DSR107 - Component - DSR107 | [13 empty] | DSR | [21 empty] | N/A N/A N/A
1 | DSR350 | T-4 | Capacity Auction | 2024 | Zenobe Energy Limited |  | DSR350 |  | 02039127853 | contact@zenobe.com | Distribution | Non CMRS | Unproven DSR CMU | DSR |  |  | Prequalified | Opt-In |  | 1 | Yes |  |  |  | 0 |  | 5 |  | 3.961 | 3.961 |  |  |  | 3.961 | [7 empty] | Yes | [14 empty] | Deferred | Yes | 1 |  | No | N/A
X | DSR350 - Component - DSR350 | [13 empty] | DSR | [21 empty] | N/A N/A N/A
2 | DSR401 | T-4 | Capacity Auction | 2024 | Limejump Ltd |  | DSRL26 | Shell Petroleum Company Limited(The) | 02083966848 | capacitymarket@limejump.com | Distribution | Non CMRS | Proven DSR CMU | DSR |  |  | Prequalified | Opt-In |  | 1 |  |  |  |  | 0 |  | 3.6 | 3.6 | 2.852 | 2.852 |  |  |  | 2.852 | [7 empty] | No | No | Yes | Metering Option (b) (Bespoke Metering Configuration Solution) | No | No |  |  |  | Yes |  | Elster A1700 Class 1. In earlier years the Metering Statement showed the accuracy as: CT (0.34%) + VT (0.5%) +(0.2%) = 1.04% | Yes |  |  | Yes | Yes | 1 |  | Yes | 1
X | DSR401 - Component - DSR401 | [13 empty] | DSR | [21 empty] | 3.600MW of demand reduction Norbord Cowie Station Road Cowie Stirling FK7 7BQ NS 835 884
1 | DSR402 | T-4 | Capacity Auction | 2024 | Limejump Ltd |  | DSRL27 | Shell Petroleum Company Limited(The) | 02083966848 | capacitymarket@limejump.com | Distribution | Non CMRS | Proven DSR CMU | DSR |  |  | Prequalified | Opt-In |  | 1 |  |  |  |  | 0 |  | 4 | 4 | 3.168 | 3.168 |  |  |  | 3.168 | [7 empty] | No | No | Yes | Metering Option (a) (Supplier Settlement Metering Configuration Solution) | No |  |  | No | [7 empty] | No | Yes | 1 |  | Yes | 1
X | DSR402 - Component - DSR402 | [13 empty] | DSR | [21 empty] | 4MW of demand reduction Norbord Morayhill Dalcross Inverness IV2 7JQ NH 751 490
2 | DSR403 | T-4 | Capacity Auction | 2024 | Limejump Ltd |  | DSR403 | Shell Petroleum Company Limited(The) | 02083966848 | capacitymarket@limejump.com | Distribution | Non CMRS | Unproven DSR CMU | DSR |  |  | Prequalified | Opt-In |  | 1 | Yes |  |  |  | 0 |  | 2 |  | 1.584 | 1.584 |  |  |  | 1.584 | [7 empty] | Yes | [14 empty] | Deferred | Yes | 1 |  | No | N/A
X | DSR403 - Component - DSR403 | [13 empty] | DSR | [21 empty] | N/A N/A N/A
1 | DSR450 | T-4 | Capacity Auction | 2024 | Limejump Ltd |  | DSR450 | Shell Petroleum Company Limited(The) | 02083966848 | capacitymarket@limejump.com | Distribution | Non CMRS | Unproven DSR CMU | DSR |  |  | Prequalified | Opt-In |  | 1 | Yes |  |  |  | 0 |  | 2 |  | 1.584 | 1.584 |  |  |  | 1.584 | [7 empty] | Yes | [14 empty] | Deferred | Yes | 1 |  | No | N/A
X | DSR450 - Component - DSR450 | [13 empty] | DSR | [21 empty] | N/A N/A N/A
2 | DSR451 | T-4 | Capacity Auction | 2024 | Limejump Ltd |  | DSR451 | Shell Petroleum Company Limited(The) | 02083966848 | capacitymarket@limejump.com | Distribution | Non CMRS | Unproven DSR CMU | DSR |  |  | Prequalified | Opt-In |  | 1 | Yes |  |  |  | 0 |  | 3 |  | 2.376 | 2.376 |  |  |  | 2.376 | [7 empty] | Yes | [14 empty] | Deferred | Yes | 1 |  | No | N/A
X | DSR451 - Component - DSR451 | [13 empty] | DSR | [21 empty] | N/A N/A N/A
1 | DSR452 | T-4 | Capacity Auction | 2024 | Limejump Ltd |  | DSR452 | Shell Petroleum Company Limited(The) | 02083966848 | capacitymarket@limejump.com | Distribution | Non CMRS | Unproven DSR CMU | DSR |  |  | Prequalified | Opt-In |  | 1 | Yes |  |  |  | 0 |  | 4 |  | 3.168 | 3.168 |  |  |  | 3.168 | [7 empty] | Yes | [14 empty] | Deferred | Yes | 1 |  | No | N/A
X | DSR452 - Component - DSR452 | [13 empty] | DSR | [21 empty] | N/A N/A N/A
2 | DSR453 | T-4 | Capacity Auction | 2024 | Limejump Ltd |  | DSR453 | Shell Petroleum Company Limited(The) | 02083966848 | capacitymarket@limejump.com | Distribution | Non CMRS | Unproven DSR CMU | DSR |  |  | Prequalified | Opt-In |  | 1 | Yes |  |  |  | 0 |  | 3.6 |  | 2.852 | 2.852 |  |  |  | 2.852 | [7 empty] | Yes | [14 empty] | Deferred | Yes | 1 |  | No | N/A
X | DSR453 - Component - DSR453 | [13 empty] | DSR | [21 empty] | N/A N/A N/A
1 | DSR454 | T-4 | Capacity Auction | 2024 | Limejump Ltd |  | DSR454 | Shell Petroleum Company Limited(The) | 02083966848 | capacitymarket@limejump.com | Distribution | Non CMRS | Unproven DSR CMU | DSR |  |  | Prequalified | Opt-In |  | 1 | Yes |  |  |  | 0 |  | 5 |  | 3.961 | 3.961 |  |  |  | 3.961 | [7 empty] | Yes | [14 empty] | Deferred | Yes | 1 |  | No | N/A
X | DSR454 - Component - DSR454 | [13 empty] | DSR | [21 empty] | N/A N/A N/A
2 | DSR455 | T-4 | Capacity Auction | 2024 | Limejump Ltd |  | DSR455 | Shell Petroleum Company Limited(The) | 02083966848 | capacitymarket@limejump.com | Distribution | Non CMRS | Unproven DSR CMU | DSR |  |  | Prequalified | Opt-In |  | 1 | Yes |  |  |  | 0 |  | 10 |  | 7.921 | 7.921 |  |  |  | 7.921 | [7 empty] | Yes | [14 empty] | Deferred | Yes | 1 |  | No | N/A
X | DSR455 - Component - DSR455 | [13 empty] | DSR | [21 empty] | N/A N/A N/A
1 | DSR456 | T-4 | Capacity Auction | 2024 | Limejump Ltd |  | DSR456 | Shell Petroleum Company Limited(The) | 02083966848 | capacitymarket@limejump.com | Distribution | Non CMRS | Unproven DSR CMU | DSR |  |  | Prequalified | Opt-In |  | 1 | Yes |  |  |  | 0 |  | 10 |  | 7.921 | 7.921 |  |  |  | 7.921 | [7 empty] | Yes | [14 empty] | Deferred | Yes | 1 |  | No | N/A
X | DSR456 - Component - DSR456 | [13 empty] | DSR | [21 empty] | N/A N/A N/A
2 | DSR457 | T-4 | Capacity Auction | 2024 | Limejump Ltd |  | DSR457 | Shell Petroleum Company Limited(The) | 02083966848 | capacitymarket@limejump.com | Distribution | Non CMRS | Unproven DSR CMU | DSR |  |  | Prequalified | Opt-In |  | 1 | Yes |  |  |  | 0 |  | 10 |  | 7.921 | 7.921 |  |  |  | 7.921 | [7 empty] | Yes | [14 empty] | Deferred | Yes | 1 |  | No | N/A
X | DSR457 - Component - DSR457 | [13 empty] | DSR | [21 empty] | N/A N/A N/A
1 | DSR458 | T-4 | Capacity Auction | 2024 | Limejump Ltd |  | DSR458 | Shell Petroleum Company Limited(The) | 02083966848 | capacitymarket@limejump.com | Distribution | Non CMRS | Unproven DSR CMU | DSR |  |  | Prequalified | Opt-In |  | 1 | Yes |  |  |  | 0 |  | 10 |  | 7.921 | 7.921 |  |  |  | 7.921 | [7 empty] | Yes | [14 empty] | Deferred | Yes | 1 |  | No | N/A
X | DSR458 - Component - DSR458 | [13 empty] | DSR | [21 empty] | N/A N/A N/A
2 | DSR459 | T-4 | Capacity Auction | 2024 | Limejump Ltd |  | DSR459 | Shell Petroleum Company Limited(The) | 02083966848 | capacitymarket@limejump.com | Distribution | Non CMRS | Unproven DSR CMU | DSR |  |  | Prequalified | Opt-In |  | 1 | Yes |  |  |  | 0 |  | 20 |  | 15.842 | 15.842 |  |  |  | 15.842 | [7 empty] | Yes | [14 empty] | Deferred | Yes | 1 |  | No | N/A
X | DSR459 - Component - DSR459 | [13 empty] | DSR | [21 empty] | N/A N/A N/A
1 | DSR460 | T-4 | Capacity Auction | 2024 | Limejump Ltd |  | DSR460 | Shell Petroleum Company Limited(The) | 02083966848 | capacitymarket@limejump.com | Distribution | Non CMRS | Unproven DSR CMU | DSR |  |  | Prequalified | Opt-In |  | 1 | Yes |  |  |  | 0 |  | 20 |  | 15.842 | 15.842 |  |  |  | 15.842 | [7 empty] | Yes | [14 empty] | Deferred | Yes | 1 |  | No | N/A
X | DSR460 - Component - DSR460 | [13 empty] | DSR | [21 empty] | N/A N/A N/A
2 | DSRAWG | T-4 | Capacity Auction | 2024 | ZENOBE UTILITIES 5 LIMITED |  | Anglian Water Grafham | Zenobe Energy Limited | 02039127853 | contact@zenobe.com | Distribution | Non CMRS | Unproven DSR CMU | DSR |  |  | Not Prequalified | Opt-In |  | 1 | Yes |  |  |  | 4990 |  | 1.26 |  | 0.998 | 0.998 |  |  |  | 0.998 | [7 empty] | Yes | [14 empty] | Deferred
X | DSRAWG - Component - DSRAWG | [13 empty] | DSR | [21 empty] | 1.26MW Battery Storage located at Anglian Water Grafham Grafham Water Treatment Works, W Perry, Huntingdon PE28 0BZ TL 155 666
1 | DSRBS1 | T-4 | Capacity Auction | 2024 | Zenobe Energy Limited |  | Bus Depot 1 |  | 02039127853 | contact@zenobe.com | Distribution | Non CMRS | Unproven DSR CMU | DSR |  |  | Prequalified | Opt-In |  | 1 | Yes |  |  |  | 11450 |  | 2.89 |  | 2.29 | 2.29 |  |  |  | 2.289 | [7 empty] | Yes | [14 empty] | Deferred | Yes | 1 |  | Yes | 1
X | DSRBS1 - Component - NXYaWo | [13 empty] | DSR | [21 empty] | 0.52MW Battery Storage located at National Express Yardley Wood Yardley Wood Bus Depot, Yardley Wood Rd, Yardley Wood, Birmingham, B14 4BN SP 089 797
X | DSRBS1 - Component - SCGuil | [13 empty] | DSR | [21 empty] | 390kW Battery Storage located at Stagecoach Guildford depot Stagecoach Guildford, Peasmarsh, Guildford, GU3 1LZ SU 992 461
X | DSRBS1 - Component - NEWPOR | [13 empty] | DSR | [21 empty] | 0.39MW Battery Storage located at Newport Bus depot 160 Corporation Road, Newport, Gwent, NP19 0WF ST 319 880
X | DSRBS1 - Component - FGLEED | [13 empty] | DSR | [21 empty] | 0.39MW Battery Storage located at Hunslet Park Depot, Leeds Hunslet Park Depot, Donisthorpe Street, Leeds, Yorkshire, LS10 1PL SE 311 322
X | DSRBS1 - Component - NXCOVE | [13 empty] | DSR | [21 empty] | 1.2MW Battery Storage located at National Express Coventry 2 Ford St, Coventry CV1 5WT SP 338 793
2 | DSRPC1 | T-4 | Capacity Auction | 2024 | ZENOBE UTILITIES 2 LIMITED |  | PepsiCo 1 | Zenobe Energy Limited | 02039127853 | contact@zenobe.com | Distribution | Non CMRS | Unproven DSR CMU | DSR |  |  | Prequalified | Opt-In |  | 1 | Yes |  |  |  | 0 |  | 3.12 |  | 2.471 | 2.471 |  |  |  | 2.471 | [7 empty] | Yes | [14 empty] | Deferred | No
X | DSRPC1 - Component - PPSLEI | [13 empty] | DSR | [21 empty] | 2.52MW Battery Storage located at PepsiCo Leicester factory 11 BURSOM ROAD, LEICESTER, LE4 1BS SK 571 085
X | DSRPC1 - Component - PPSSKL | [13 empty] | DSR | [21 empty] | 0.6MW Battery Storage located at PepsiCo Skelmersdale factory PepsiCo, Pennine Place, Skelmersdale WN8 9QF SD 490 045
1 | DSRPC2 | T-4 | Capacity Auction | 2024 | ZENOBE UTILITIES 2 LIMITED |  | PepsiCo 2 | Zenobe Energy Limited | 02039127853 | contact@zenobe.com | Distribution | Non CMRS | Unproven DSR CMU | DSR |  |  | Prequalified | Opt-In |  | 1 | Yes |  |  |  | 0 |  | 2.92 |  | 2.313 | 2.313 |  |  |  | 2.313 | [7 empty] | Yes | [14 empty] | Deferred | No
X | DSRPC2 - Component - PPSLIN | [13 empty] | DSR | [21 empty] | 0.4MW Battery Storage located at PepsiCo Lincoln factory Walker's 146 Newark Rd, Lincoln LN5 8QF SK 968 686
X | DSRPC2 - Component - PPSCOV | [13 empty] | DSR | [21 empty] | 2.52MW Battery Storage located at PepsiCo Coventry Pepsico, Unit W/Siskin Parkway West, Coventry CV3 4PW SP 362 745
2 | DSRUU1 | T-4 | Capacity Auction | 2024 | BESS HOLDCO 8 LIMITED |  | United Utilities Preston | Zenobe Energy Limited | 02039127853 | contact@zenobe.com | Distribution | Non CMRS | Unproven DSR CMU | DSR |  |  | Prequalified | Opt-In |  | 1 | Yes |  |  |  | 7485 |  | 1.89 |  | 1.497 | 1.497 |  |  |  | 1.497 | [7 empty] | Yes | [14 empty] | Deferred | Yes | 1 |  | Yes | 1
X | DSRUU1 - Component - DSRUU1 | [13 empty] | DSR | [21 empty] | 1.89MW Battery Storage located at United Utilities Preston UNITED UTILITIES, Water Treatment Works, Preston New Road, Clifton, PRESTON, PR4 0XQ SD 455 282
1 | DSRWAL | T-4 | Capacity Auction | 2024 | BESS HOLDCO 14 LIMITED |  | Abellio Walworth | Zenobe Energy Limited | 02039127853 | contact@zenobe.com | Distribution | Non CMRS | Unproven DSR CMU | DSR |  |  | Prequalified | Opt-In |  | 1 | Yes |  |  |  | 4990 |  | 1.26 |  | 0.998 | 0.998 |  |  |  | 0.998 | [7 empty] | Yes | [14 empty] | Deferred | Yes | 1 |  | Yes | 1
X | DSRWAL - Component - DSRWAL | [13 empty] | DSR | [21 empty] | 1.26MW Battery Storage located at Abellio Walworth depot 301 Camberwell New Rd, Camberwell, London, SE5 0TF TQ 324 769
2 | DSRX06 | T-4 | Capacity Auction | 2024 | Enel X UK Limited |  | DSRX06 | ENEL X INTERNATIONAL S.R.L. | 448006800647 | em-support@enernoc.com | Distribution | Non CMRS | Unproven DSR CMU | DSR |  |  | Prequalified | Opt-In |  | 1 | Yes |  |  |  | 39605 |  | 10 |  | 7.921 | 7.921 |  |  |  | 7.921 | [7 empty] | Yes | [14 empty] | Deferred | Yes | 1 |  | Yes | 1
X | DSRX06 - Component - DSRX06 | [13 empty] | DSR | [21 empty] | Component has yet to be procured. Component has yet to be procured. N/A
1 | DSRX07 | T-4 | Capacity Auction | 2024 | Enel X UK Limited |  | DSRX07 | ENEL X INTERNATIONAL S.R.L. | 448006800647 | em-support@enernoc.com | Distribution | Non CMRS | Unproven DSR CMU | DSR |  |  | Prequalified | Opt-In |  | 1 | Yes |  |  |  | 39605 |  | 10 |  | 7.921 | 7.921 |  |  |  | 7.921 | [7 empty] | Yes | [14 empty] | Deferred | Yes | 1 |  | Yes | 1
X | DSRX07 - Component - DSRX07 | [13 empty] | DSR | [21 empty] | Component has yet to be procured. Component has yet to be procured. N/A
2 | DSRX08 | T-4 | Capacity Auction | 2024 | Enel X UK Limited |  | DSRX08 | ENEL X INTERNATIONAL S.R.L. | 448006800647 | em-support@enernoc.com | Distribution | Non CMRS | Unproven DSR CMU | DSR |  |  | Prequalified | Opt-In |  | 1 | Yes |  |  |  | 39605 |  | 10 |  | 7.921 | 7.921 |  |  |  | 7.921 | [7 empty] | Yes | [14 empty] | Deferred | Yes | 1 |  | Yes | 1
X | DSRX08 - Component - DSRX08 | [13 empty] | DSR | [21 empty] | Component has yet to be procured. Component has yet to be procured. N/A
1 | DSRX09 | T-4 | Capacity Auction | 2024 | Enel X UK Limited |  | DSRX09 | ENEL X INTERNATIONAL S.R.L. | 448006800647 | em-support@enernoc.com | Distribution | Non CMRS | Unproven DSR CMU | DSR |  |  | Prequalified | Opt-In |  | 1 | Yes |  |  |  | 39605 |  | 10 |  | 7.921 | 7.921 |  |  |  | 7.921 | [7 empty] | Yes | [14 empty] | Deferred | Yes | 1 |  | Yes | 1
X | DSRX09 - Component - DSRX09 | [13 empty] | DSR | [21 empty] | Component has yet to be procured. Component has yet to be procured. N/A
2 | DSRX10 | T-4 | Capacity Auction | 2024 | Enel X UK Limited |  | DSRX10 | ENEL X INTERNATIONAL S.R.L. | 448006800647 | em-support@enernoc.com | Distribution | Non CMRS | Unproven DSR CMU | DSR |  |  | Prequalified | Opt-In |  | 1 | Yes |  |  |  | 39605 |  | 10 |  | 7.921 | 7.921 |  |  |  | 7.921 | [7 empty] | Yes | [14 empty] | Deferred | Yes | 1 |  | Yes | 1
X | DSRX10 - Component - DSRX10 | [13 empty] | DSR | [21 empty] | Component has yet to be procured. Component has yet to be procured. N/A
1 | DSRX11 | T-4 | Capacity Auction | 2024 | Enel X UK Limited |  | DSRX11 | ENEL X INTERNATIONAL S.R.L. | 448006800647 | em-support@enernoc.com | Distribution | Non CMRS | Unproven DSR CMU | DSR |  |  | Prequalified | Opt-In |  | 1 | Yes |  |  |  | 39605 |  | 10 |  | 7.921 | 7.921 |  |  |  | 7.921 | [7 empty] | Yes | [14 empty] | Deferred | Yes | 1 |  | Yes | 1
X | DSRX11 - Component - DSRX11 | [13 empty] | DSR | [21 empty] | Component has yet to be procured. Component has yet to be procured. N/A
2 | DSRX12 | T-4 | Capacity Auction | 2024 | Enel X UK Limited |  | DSRX12 | ENEL X INTERNATIONAL S.R.L. | 448006800647 | em-support@enernoc.com | Distribution | Non CMRS | Unproven DSR CMU | DSR |  |  | Prequalified | Opt-In |  | 1 | Yes |  |  |  | 39605 |  | 10 |  | 7.921 | 7.921 |  |  |  | 7.921 | [7 empty] | Yes | [14 empty] | Deferred | Yes | 1 |  | Yes | 1
X | DSRX12 - Component - DSRX12 | [13 empty] | DSR | [21 empty] | Component has yet to be procured. Component has yet to be procured. N/A
1 | DSRX13 | T-4 | Capacity Auction | 2024 | Enel X UK Limited |  | DSRX13 | ENEL X INTERNATIONAL S.R.L. | 448006800647 | em-support@enernoc.com | Distribution | Non CMRS | Unproven DSR CMU | DSR |  |  | Prequalified | Opt-In |  | 1 | Yes |  |  |  | 39605 |  | 10 |  | 7.921 | 7.921 |  |  |  | 7.921 | [7 empty] | Yes | [14 empty] | Deferred | Yes | 1 |  | Yes | 1
X | DSRX13 - Component - DSRX13 | [13 empty] | DSR | [21 empty] | Component has yet to be procured. Component has yet to be procured. N/A
2 | DSRX14 | T-4 | Capacity Auction | 2024 | Enel X UK Limited |  | DSRX14 | ENEL X INTERNATIONAL S.R.L. | 448006800647 | em-support@enernoc.com | Distribution | Non CMRS | Unproven DSR CMU | DSR |  |  | Prequalified | Opt-In |  | 1 | Yes |  |  |  | 39605 |  | 10 |  | 7.921 | 7.921 |  |  |  | 7.921 | [7 empty] | Yes | [14 empty] | Deferred | Yes | 1 |  | Yes | 1
X | DSRX14 - Component - DSRX14 | [13 empty] | DSR | [21 empty] | Component has yet to be procured. Component has yet to be procured. N/A
1 | DSRX15 | T-4 | Capacity Auction | 2024 | Enel X UK Limited |  | DSRX15 | ENEL X INTERNATIONAL S.R.L. | 448006800647 | em-support@enernoc.com | Distribution | Non CMRS | Unproven DSR CMU | DSR |  |  | Prequalified | Opt-In |  | 1 | Yes |  |  |  | 39605 |  | 10 |  | 7.921 | 7.921 |  |  |  | 7.921 | [7 empty] | Yes | [14 empty] | Deferred | Yes | 1 |  | Yes | 1
X | DSRX15 - Component - DSRX15 | [13 empty] | DSR | [21 empty] | Component has yet to be procured. Component has yet to be procured. N/A
2 | DSRX16 | T-4 | Capacity Auction | 2024 | Enel X UK Limited |  | DSRX16 | ENEL X INTERNATIONAL S.R.L. | 448006800647 | em-support@enernoc.com | Distribution | Non CMRS | Unproven DSR CMU | DSR |  |  | Prequalified | Opt-In |  | 1 | Yes |  |  |  | 39605 |  | 10 |  | 7.921 | 7.921 |  |  |  | 7.921 | [7 empty] | Yes | [14 empty] | Deferred | Yes | 1 |  | Yes | 1
X | DSRX16 - Component - DSRX16 | [13 empty] | DSR | [21 empty] | Component has yet to be procured. Component has yet to be procured. N/A
1 | DSRX17 | T-4 | Capacity Auction | 2024 | Enel X UK Limited |  | DSRX17 | ENEL X INTERNATIONAL S.R.L. | 448006800647 | em-support@enernoc.com | Distribution | Non CMRS | Unproven DSR CMU | DSR |  |  | Prequalified | Opt-In |  | 1 | Yes |  |  |  | 39605 |  | 10 |  | 7.921 | 7.921 |  |  |  | 7.921 | [7 empty] | Yes | [14 empty] | Deferred | Yes | 1 |  | Yes | 1
X | DSRX17 - Component - DSRX17 | [13 empty] | DSR | [21 empty] | Component has yet to be procured. Component has yet to be procured. N/A
2 | DSRX18 | T-4 | Capacity Auction | 2024 | Enel X UK Limited |  | DSRX18 | ENEL X INTERNATIONAL S.R.L. | 448006800647 | em-support@enernoc.com | Distribution | Non CMRS | Unproven DSR CMU | DSR |  |  | Prequalified | Opt-In |  | 1 | Yes |  |  |  | 39605 |  | 10 |  | 7.921 | 7.921 |  |  |  | 7.921 | [7 empty] | Yes | [14 empty] | Deferred | Yes | 1 |  | Yes | 1
X | DSRX18 - Component - DSRX18 | [13 empty] | DSR | [21 empty] | Component has yet to be procured. Component has yet to be procured. N/A
1 | DSRX19 | T-4 | Capacity Auction | 2024 | Enel X UK Limited |  | DSRX19 | ENEL X INTERNATIONAL S.R.L. | 448006800647 | em-support@enernoc.com | Distribution | Non CMRS | Unproven DSR CMU | DSR |  |  | Prequalified | Opt-In |  | 1 | Yes |  |  |  | 39605 |  | 10 |  | 7.921 | 7.921 |  |  |  | 7.921 | [7 empty] | Yes | [14 empty] | Deferred | Yes | 1 |  | Yes | 1
X | DSRX19 - Component - DSRX19 | [13 empty] | DSR | [21 empty] | Component has yet to be procured. Component has yet to be procured. N/A
2 | DSRX20 | T-4 | Capacity Auction | 2024 | Enel X UK Limited |  | DSRX20 | ENEL X INTERNATIONAL S.R.L. | 448006800647 | em-support@enernoc.com | Distribution | Non CMRS | Unproven DSR CMU | DSR |  |  | Prequalified | Opt-In |  | 1 | Yes |  |  |  | 39605 |  | 10 |  | 7.921 | 7.921 |  |  |  | 7.921 | [7 empty] | Yes | [14 empty] | Deferred | Yes | 1 |  | Yes | 1
X | DSRX20 - Component - DSRX20 | [13 empty] | DSR | [21 empty] | Component has yet to be procured. Component has yet to be procured. N/A
1 | DSRX21 | T-4 | Capacity Auction | 2024 | Enel X UK Limited |  | DSRX21 | ENEL X INTERNATIONAL S.R.L. | 448006800647 | em-support@enernoc.com | Distribution | Non CMRS | Unproven DSR CMU | DSR |  |  | Prequalified | Opt-In |  | 1 | Yes |  |  |  | 39605 |  | 10 |  | 7.921 | 7.921 |  |  |  | 7.921 | [7 empty] | Yes | [14 empty] | Deferred | Yes | 1 |  | Yes | 1
X | DSRX21 - Component - DSRX21 | [13 empty] | DSR | [21 empty] | Component has yet to be procured. Component has yet to be procured. N/A
2 | DSRX22 | T-4 | Capacity Auction | 2024 | Enel X UK Limited |  | DSRX22 | ENEL X INTERNATIONAL S.R.L. | 448006800647 | em-support@enernoc.com | Distribution | Non CMRS | Unproven DSR CMU | DSR |  |  | Prequalified | Opt-In |  | 1 | Yes |  |  |  | 39605 |  | 10 |  | 7.921 | 7.921 |  |  |  | 7.921 | [7 empty] | Yes | [14 empty] | Deferred | Yes | 1 |  | Yes | 1
X | DSRX22 - Component - DSRX22 | [13 empty] | DSR | [21 empty] | Component has yet to be procured. Component has yet to be procured. N/A
1 | DSRX23 | T-4 | Capacity Auction | 2024 | Enel X UK Limited |  | DSRX23 | ENEL X INTERNATIONAL S.R.L. | 448006800647 | em-support@enernoc.com | Distribution | Non CMRS | Unproven DSR CMU | DSR |  |  | Prequalified | Opt-In |  | 1 | Yes |  |  |  | 39605 |  | 10 |  | 7.921 | 7.921 |  |  |  | 7.921 | [7 empty] | Yes | [14 empty] | Deferred | Yes | 1 |  | Yes | 1
X | DSRX23 - Component - DSRX23 | [13 empty] | DSR | [21 empty] | Component has yet to be procured. Component has yet to be procured. N/A
2 | DSRX24 | T-4 | Capacity Auction | 2024 | Enel X UK Limited |  | DSRX24 | ENEL X INTERNATIONAL S.R.L. | 448006800647 | em-support@enernoc.com | Distribution | Non CMRS | Unproven DSR CMU | DSR |  |  | Prequalified | Opt-In |  | 1 | Yes |  |  |  | 39605 |  | 10 |  | 7.921 | 7.921 |  |  |  | 7.921 | [7 empty] | Yes | [14 empty] | Deferred | Yes | 1 |  | Yes | 1
X | DSRX24 - Component - DSRX24 | [13 empty] | DSR | [21 empty] | Component has yet to be procured. Component has yet to be procured. N/A
1 | DSRX25 | T-4 | Capacity Auction | 2024 | Enel X UK Limited |  | DSRX25 | ENEL X INTERNATIONAL S.R.L. | 448006800647 | em-support@enernoc.com | Distribution | Non CMRS | Unproven DSR CMU | DSR |  |  | Prequalified | Opt-In |  | 1 | Yes |  |  |  | 39605 |  | 10 |  | 7.921 | 7.921 |  |  |  | 7.921 | [7 empty] | Yes | [14 empty] | Deferred | Yes | 1 |  | Yes | 1
X | DSRX25 - Component - DSRX25 | [13 empty] | DSR | [21 empty] | Component has yet to be procured. Component has yet to be procured. N/A
2 | DSRX26 | T-4 | Capacity Auction | 2024 | Enel X UK Limited |  | DSRX26 | ENEL X INTERNATIONAL S.R.L. | 448006800647 | em-support@enernoc.com | Distribution | Non CMRS | Unproven DSR CMU | DSR |  |  | Prequalified | Opt-In |  | 1 | Yes |  |  |  | 39605 |  | 10 |  | 7.921 | 7.921 |  |  |  | 7.921 | [7 empty] | Yes | [14 empty] | Deferred | Yes | 1 |  | Yes | 1
X | DSRX26 - Component - DSRX26 | [13 empty] | DSR | [21 empty] | Component has yet to be procured. Component has yet to be procured. N/A
1 | DSRX27 | T-4 | Capacity Auction | 2024 | Enel X UK Limited |  | DSRX27 | ENEL X INTERNATIONAL S.R.L. | 448006800647 | em-support@enernoc.com | Distribution | Non CMRS | Unproven DSR CMU | DSR |  |  | Prequalified | Opt-In |  | 1 | Yes |  |  |  | 39605 |  | 10 |  | 7.921 | 7.921 |  |  |  | 7.921 | [7 empty] | Yes | [14 empty] | Deferred | Yes | 1 |  | Yes | 1
X | DSRX27 - Component - DSRX27 | [13 empty] | DSR | [21 empty] | Component has yet to be procured. Component has yet to be procured. N/A
2 | DSRX28 | T-4 | Capacity Auction | 2024 | Enel X UK Limited |  | DSRX28 | ENEL X INTERNATIONAL S.R.L. | 448006800647 | em-support@enernoc.com | Distribution | Non CMRS | Unproven DSR CMU | DSR |  |  | Prequalified | Opt-In |  | 1 | Yes |  |  |  | 39605 |  | 10 |  | 7.921 | 7.921 |  |  |  | 7.921 | [7 empty] | Yes | [14 empty] | Deferred | Yes | 1 |  | Yes | 1
X | DSRX28 - Component - DSRX28 | [13 empty] | DSR | [21 empty] | Component has yet to be procured. Component has yet to be procured. N/A
1 | DSRX29 | T-4 | Capacity Auction | 2024 | Enel X UK Limited |  | DSRX29 | ENEL X INTERNATIONAL S.R.L. | 448006800647 | em-support@enernoc.com | Distribution | Non CMRS | Unproven DSR CMU | DSR |  |  | Prequalified | Opt-In |  | 1 | Yes |  |  |  | 39605 |  | 10 |  | 7.921 | 7.921 |  |  |  | 7.921 | [7 empty] | Yes | [14 empty] | Deferred | Yes | 1 |  | Yes | 1
X | DSRX29 - Component - DSRX29 | [13 empty] | DSR | [21 empty] | Component has yet to be procured. Component has yet to be procured. N/A
2 | DSRX30 | T-4 | Capacity Auction | 2024 | Enel X UK Limited |  | DSRX30 | ENEL X INTERNATIONAL S.R.L. | 448006800647 | em-support@enernoc.com | Distribution | Non CMRS | Unproven DSR CMU | DSR |  |  | Prequalified | Opt-In |  | 1 | Yes |  |  |  | 39605 |  | 10 |  | 7.921 | 7.921 |  |  |  | 7.921 | [7 empty] | Yes | [14 empty] | Deferred | Yes | 1 |  | Yes | 1
X | DSRX30 - Component - DSRX30 | [13 empty] | DSR | [21 empty] | Component has yet to be procured. Component has yet to be procured. N/A
1 | DSRX31 | T-4 | Capacity Auction | 2024 | Enel X UK Limited |  | DSRX31 | ENEL X INTERNATIONAL S.R.L. | 448006800647 | em-support@enernoc.com | Distribution | Non CMRS | Unproven DSR CMU | DSR |  |  | Prequalified | Opt-In |  | 1 | Yes |  |  |  | 39605 |  | 10 |  | 7.921 | 7.921 |  |  |  | 7.921 | [7 empty] | Yes | [14 empty] | Deferred | Yes | 1 |  | Yes | 1
X | DSRX31 - Component - DSRX31 | [13 empty] | DSR | [21 empty] | Component has yet to be procured. Component has yet to be procured. N/A
2 | DSRX32 | T-4 | Capacity Auction | 2024 | Enel X UK Limited |  | DSRX32 | ENEL X INTERNATIONAL S.R.L. | 448006800647 | em-support@enernoc.com | Distribution | Non CMRS | Unproven DSR CMU | DSR |  |  | Prequalified | Opt-In |  | 1 | Yes |  |  |  | 39605 |  | 10 |  | 7.921 | 7.921 |  |  |  | 7.921 | [7 empty] | Yes | [14 empty] | Deferred | Yes | 1 |  | Yes | 1
X | DSRX32 - Component - DSRX32 | [13 empty] | DSR | [21 empty] | Component has yet to be procured. Component has yet to be procured. N/A
1 | DSRX33 | T-4 | Capacity Auction | 2024 | Enel X UK Limited |  | DSRX33 | ENEL X INTERNATIONAL S.R.L. | 448006800647 | em-support@enernoc.com | Distribution | Non CMRS | Unproven DSR CMU | DSR |  |  | Prequalified | Opt-In |  | 1 | Yes |  |  |  | 39605 |  | 10 |  | 7.921 | 7.921 |  |  |  | 7.921 | [7 empty] | Yes | [14 empty] | Deferred | Yes | 1 |  | Yes | 1
X | DSRX33 - Component - DSRX33 | [13 empty] | DSR | [21 empty] | Component has yet to be procured. Component has yet to be procured. N/A
2 | DSRX34 | T-4 | Capacity Auction | 2024 | Enel X UK Limited |  | DSRX34 | ENEL X INTERNATIONAL S.R.L. | 448006800647 | em-support@enernoc.com | Distribution | Non CMRS | Unproven DSR CMU | DSR |  |  | Prequalified | Opt-In |  | 1 | Yes |  |  |  | 39605 |  | 10 |  | 7.921 | 7.921 |  |  |  | 7.921 | [7 empty] | Yes | [14 empty] | Deferred | Yes | 1 |  | Yes | 1
X | DSRX34 - Component - DSRX34 | [13 empty] | DSR | [21 empty] | Component has yet to be procured. Component has yet to be procured. N/A
1 | DSRX35 | T-4 | Capacity Auction | 2024 | Enel X UK Limited |  | DSRX35 | ENEL X INTERNATIONAL S.R.L. | 448006800647 | em-support@enernoc.com | Distribution | Non CMRS | Unproven DSR CMU | DSR |  |  | Prequalified | Opt-In |  | 1 | Yes |  |  |  | 39605 |  | 10 |  | 7.921 | 7.921 |  |  |  | 7.921 | [7 empty] | Yes | [14 empty] | Deferred | Yes | 1 |  | Yes | 1
X | DSRX35 - Component - DSRX35 | [13 empty] | DSR | [21 empty] | Component has yet to be procured. Component has yet to be procured. N/A
2 | DSRX36 | T-4 | Capacity Auction | 2024 | Enel X UK Limited |  | DSRX36 | ENEL X INTERNATIONAL S.R.L. | 448006800647 | em-support@enernoc.com | Distribution | Non CMRS | Unproven DSR CMU | DSR |  |  | Prequalified | Opt-In |  | 1 | Yes |  |  |  | 39605 |  | 10 |  | 7.921 | 7.921 |  |  |  | 7.921 | [7 empty] | Yes | [14 empty] | Deferred | Yes | 1 |  | Yes | 1
X | DSRX36 - Component - DSRX36 | [13 empty] | DSR | [21 empty] | Component has yet to be procured. Component has yet to be procured. N/A
1 | DSRX37 | T-4 | Capacity Auction | 2024 | Enel X UK Limited |  | DSRX37 | ENEL X INTERNATIONAL S.R.L. | 448006800647 | em-support@enernoc.com | Distribution | Non CMRS | Unproven DSR CMU | DSR |  |  | Prequalified | Opt-In |  | 1 | Yes |  |  |  | 39605 |  | 10 |  | 7.921 | 7.921 |  |  |  | 7.921 | [7 empty] | Yes | [14 empty] | Deferred | Yes | 1 |  | Yes | 1
X | DSRX37 - Component - DSRX37 | [13 empty] | DSR | [21 empty] | Component has yet to be procured. Component has yet to be procured. N/A
2 | DSRX38 | T-4 | Capacity Auction | 2024 | Enel X UK Limited |  | DSRX38 | ENEL X INTERNATIONAL S.R.L. | 448006800647 | em-support@enernoc.com | Distribution | Non CMRS | Unproven DSR CMU | DSR |  |  | Prequalified | Opt-In |  | 1 | Yes |  |  |  | 39605 |  | 10 |  | 7.921 | 7.921 |  |  |  | 7.921 | [7 empty] | Yes | [14 empty] | Deferred | Yes | 1 |  | Yes | 1
X | DSRX38 - Component - DSRX38 | [13 empty] | DSR | [21 empty] | Component has yet to be procured. Component has yet to be procured. N/A
1 | DSRX39 | T-4 | Capacity Auction | 2024 | Enel X UK Limited |  | DSRX39 | ENEL X INTERNATIONAL S.R.L. | 448006800647 | em-support@enernoc.com | Distribution | Non CMRS | Unproven DSR CMU | DSR |  |  | Prequalified | Opt-In |  | 1 | Yes |  |  |  | 39605 |  | 10 |  | 7.921 | 7.921 |  |  |  | 7.921 | [7 empty] | Yes | [14 empty] | Deferred | Yes | 1 |  | Yes | 1
X | DSRX39 - Component - DSRX39 | [13 empty] | DSR | [21 empty] | Component has yet to be procured. Component has yet to be procured. N/A
2 | DSRX40 | T-4 | Capacity Auction | 2024 | Enel X UK Limited |  | DSRX40 | ENEL X INTERNATIONAL S.R.L. | 448006800647 | em-support@enernoc.com | Distribution | Non CMRS | Unproven DSR CMU | DSR |  |  | Prequalified | Opt-In |  | 1 | Yes |  |  |  | 39605 |  | 10 |  | 7.921 | 7.921 |  |  |  | 7.921 | [7 empty] | Yes | [14 empty] | Deferred | Yes | 1 |  | Yes | 1
X | DSRX40 - Component - DSRX40 | [13 empty] | DSR | [21 empty] | Component has yet to be procured. Component has yet to be procured. N/A
1 | DSRX41 | T-4 | Capacity Auction | 2024 | Enel X UK Limited |  | DSRX41 | ENEL X INTERNATIONAL S.R.L. | 448006800647 | em-support@enernoc.com | Distribution | Non CMRS | Unproven DSR CMU | DSR |  |  | Prequalified | Opt-In |  | 1 | Yes |  |  |  | 39605 |  | 10 |  | 7.921 | 7.921 |  |  |  | 7.921 | [7 empty] | Yes | [14 empty] | Deferred | Yes | 1 |  | Yes | 1
X | DSRX41 - Component - DSRX41 | [13 empty] | DSR | [21 empty] | Component has yet to be procured. Component has yet to be procured. N/A
2 | DSRX42 | T-4 | Capacity Auction | 2024 | Enel X UK Limited |  | DSRX42 | ENEL X INTERNATIONAL S.R.L. | 448006800647 | em-support@enernoc.com | Distribution | Non CMRS | Unproven DSR CMU | DSR |  |  | Prequalified | Opt-In |  | 1 | Yes |  |  |  | 39605 |  | 10 |  | 7.921 | 7.921 |  |  |  | 7.921 | [7 empty] | Yes | [14 empty] | Deferred | Yes | 1 |  | Yes | 1
X | DSRX42 - Component - DSRX42 | [13 empty] | DSR | [21 empty] | Component has yet to be procured. Component has yet to be procured. N/A
1 | DSRX43 | T-4 | Capacity Auction | 2024 | Enel X UK Limited |  | DSRX43 | ENEL X INTERNATIONAL S.R.L. | 448006800647 | em-support@enernoc.com | Distribution | Non CMRS | Unproven DSR CMU | DSR |  |  | Prequalified | Opt-In |  | 1 | Yes |  |  |  | 39605 |  | 10 |  | 7.921 | 7.921 |  |  |  | 7.921 | [7 empty] | Yes | [14 empty] | Deferred | Yes | 1 |  | Yes | 1
X | DSRX43 - Component - DSRX43 | [13 empty] | DSR | [21 empty] | Component has yet to be procured. Component has yet to be procured. N/A
2 | DSRX44 | T-4 | Capacity Auction | 2024 | Enel X UK Limited |  | DSRX44 | ENEL X INTERNATIONAL S.R.L. | 448006800647 | em-support@enernoc.com | Distribution | Non CMRS | Unproven DSR CMU | DSR |  |  | Prequalified | Opt-In |  | 1 | Yes |  |  |  | 39605 |  | 10 |  | 7.921 | 7.921 |  |  |  | 7.921 | [7 empty] | Yes | [14 empty] | Deferred | Yes | 1 |  | Yes | 1
X | DSRX44 - Component - DSRX44 | [13 empty] | DSR | [21 empty] | Component has yet to be procured. Component has yet to be procured. N/A
1 | DSRX45 | T-4 | Capacity Auction | 2024 | Enel X UK Limited |  | DSRX45 | ENEL X INTERNATIONAL S.R.L. | 448006800647 | em-support@enernoc.com | Distribution | Non CMRS | Unproven DSR CMU | DSR |  |  | Prequalified | Opt-In |  | 1 | Yes |  |  |  | 39605 |  | 10 |  | 7.921 | 7.921 |  |  |  | 7.921 | [7 empty] | Yes | [14 empty] | Deferred | Yes | 1 |  | Yes | 1
X | DSRX45 - Component - DSRX45 | [13 empty] | DSR | [21 empty] | Component has yet to be procured. Component has yet to be procured. N/A
2 | DSRX46 | T-4 | Capacity Auction | 2024 | Enel X UK Limited |  | DSRX46 | ENEL X INTERNATIONAL S.R.L. | 448006800647 | em-support@enernoc.com | Distribution | Non CMRS | Unproven DSR CMU | DSR |  |  | Prequalified | Opt-In |  | 1 | Yes |  |  |  | 39605 |  | 10 |  | 7.921 | 7.921 |  |  |  | 7.921 | [7 empty] | Yes | [14 empty] | Deferred | Yes | 1 |  | Yes | 1
X | DSRX46 - Component - DSRX46 | [13 empty] | DSR | [21 empty] | Component has yet to be procured. Component has yet to be procured. N/A
1 | DSRX47 | T-4 | Capacity Auction | 2024 | Enel X UK Limited |  | DSRX47 | ENEL X INTERNATIONAL S.R.L. | 448006800647 | em-support@enernoc.com | Distribution | Non CMRS | Unproven DSR CMU | DSR |  |  | Prequalified | Opt-In |  | 1 | Yes |  |  |  | 39605 |  | 10 |  | 7.921 | 7.921 |  |  |  | 7.921 | [7 empty] | Yes | [14 empty] | Deferred | Yes | 1 |  | Yes | 1
X | DSRX47 - Component - DSRX47 | [13 empty] | DSR | [21 empty] | Component has yet to be procured. Component has yet to be procured. N/A
2 | DSRX48 | T-4 | Capacity Auction | 2024 | Enel X UK Limited |  | DSRX48 | ENEL X INTERNATIONAL S.R.L. | 448006800647 | em-support@enernoc.com | Distribution | Non CMRS | Unproven DSR CMU | DSR |  |  | Prequalified | Opt-In |  | 1 | Yes |  |  |  | 39605 |  | 10 |  | 7.921 | 7.921 |  |  |  | 7.921 | [7 empty] | Yes | [14 empty] | Deferred | Yes | 1 |  | Yes | 1
X | DSRX48 - Component - DSRX48 | [13 empty] | DSR | [21 empty] | Component has yet to be procured. Component has yet to be procured. N/A
1 | DSRX49 | T-4 | Capacity Auction | 2024 | Enel X UK Limited |  | DSRX49 | ENEL X INTERNATIONAL S.R.L. | 448006800647 | em-support@enernoc.com | Distribution | Non CMRS | Unproven DSR CMU | DSR |  |  | Prequalified | Opt-In |  | 1 | Yes |  |  |  | 39605 |  | 10 |  | 7.921 | 7.921 |  |  |  | 7.921 | [7 empty] | Yes | [14 empty] | Deferred | Yes | 1 |  | Yes | 1
X | DSRX49 - Component - DSRX49 | [13 empty] | DSR | [21 empty] | Component has yet to be procured. Component has yet to be procured. N/A
2 | DSRX50 | T-4 | Capacity Auction | 2024 | Enel X UK Limited |  | DSRX50 | ENEL X INTERNATIONAL S.R.L. | 448006800647 | em-support@enernoc.com | Distribution | Non CMRS | Unproven DSR CMU | DSR |  |  | Prequalified | Opt-In |  | 1 | Yes |  |  |  | 39605 |  | 10 |  | 7.921 | 7.921 |  |  |  | 7.921 | [7 empty] | Yes | [14 empty] | Deferred | Yes | 1 |  | Yes | 1
X | DSRX50 - Component - DSRX50 | [13 empty] | DSR | [21 empty] | Component has yet to be procured. Component has yet to be procured. N/A
1 | DSRX51 | T-4 | Capacity Auction | 2024 | Enel X UK Limited |  | DSRX51 | ENEL X INTERNATIONAL S.R.L. | 448006800647 | em-support@enernoc.com | Distribution | Non CMRS | Unproven DSR CMU | DSR |  |  | Prequalified | Opt-In |  | 1 | Yes |  |  |  | 39605 |  | 10 |  | 7.921 | 7.921 |  |  |  | 7.921 | [7 empty] | Yes | [14 empty] | Deferred | Yes | 1 |  | Yes | 1
X | DSRX51 - Component - DSRX51 | [13 empty] | DSR | [21 empty] | Component has yet to be procured. Component has yet to be procured. N/A
2 | DSRX52 | T-4 | Capacity Auction | 2024 | Enel X UK Limited |  | DSRX52 | ENEL X INTERNATIONAL S.R.L. | 448006800647 | em-support@enernoc.com | Distribution | Non CMRS | Unproven DSR CMU | DSR |  |  | Prequalified | Opt-In |  | 1 | Yes |  |  |  | 39605 |  | 10 |  | 7.921 | 7.921 |  |  |  | 7.921 | [7 empty] | Yes | [14 empty] | Deferred | Yes | 1 |  | Yes | 1
X | DSRX52 - Component - DSRX52 | [13 empty] | DSR | [21 empty] | Component has yet to be procured. Component has yet to be procured. N/A
1 | DSRX53 | T-4 | Capacity Auction | 2024 | Enel X UK Limited |  | DSRX53 | ENEL X INTERNATIONAL S.R.L. | 448006800647 | em-support@enernoc.com | Distribution | Non CMRS | Unproven DSR CMU | DSR |  |  | Prequalified | Opt-In |  | 1 | Yes |  |  |  | 39605 |  | 10 |  | 7.921 | 7.921 |  |  |  | 7.921 | [7 empty] | Yes | [14 empty] | Deferred | Yes | 1 |  | Yes | 1
X | DSRX53 - Component - DSRX53 | [13 empty] | DSR | [21 empty] | Component has yet to be procured. Component has yet to be procured. N/A
2 | DSRX54 | T-4 | Capacity Auction | 2024 | Enel X UK Limited |  | DSRX54 | ENEL X INTERNATIONAL S.R.L. | 448006800647 | em-support@enernoc.com | Distribution | Non CMRS | Unproven DSR CMU | DSR |  |  | Prequalified | Opt-In |  | 1 | Yes |  |  |  | 39605 |  | 10 |  | 7.921 | 7.921 |  |  |  | 7.921 | [7 empty] | Yes | [14 empty] | Deferred | Yes | 1 |  | Yes | 1
X | DSRX54 - Component - DSRX54 | [13 empty] | DSR | [21 empty] | Component has yet to be procured. Component has yet to be procured. N/A
1 | DSRX55 | T-4 | Capacity Auction | 2024 | Enel X UK Limited |  | DSRX55 | ENEL X INTERNATIONAL S.R.L. | 448006800647 | em-support@enernoc.com | Distribution | Non CMRS | Unproven DSR CMU | DSR |  |  | Prequalified | Opt-In |  | 1 | Yes |  |  |  | 39605 |  | 10 |  | 7.921 | 7.921 |  |  |  | 7.921 | [7 empty] | Yes | [14 empty] | Deferred | Yes | 1 |  | Yes | 1
X | DSRX55 - Component - DSRX55 | [13 empty] | DSR | [21 empty] | Component has yet to be procured. Component has yet to be procured. N/A
2 | DSRX56 | T-4 | Capacity Auction | 2024 | Enel X UK Limited |  | DSRX56 | ENEL X INTERNATIONAL S.R.L. | 448006800647 | em-support@enernoc.com | Distribution | Non CMRS | Unproven DSR CMU | DSR |  |  | Prequalified | Opt-In |  | 1 | Yes |  |  |  | 39605 |  | 10 |  | 7.921 | 7.921 |  |  |  | 7.921 | [7 empty] | Yes | [14 empty] | Deferred | Yes | 1 |  | Yes | 1
X | DSRX56 - Component - DSRX56 | [13 empty] | DSR | [21 empty] | Component has yet to be procured. Component has yet to be procured. N/A
1 | DSRX57 | T-4 | Capacity Auction | 2024 | Enel X UK Limited |  | DSRX57 | ENEL X INTERNATIONAL S.R.L. | 448006800647 | em-support@enernoc.com | Distribution | Non CMRS | Unproven DSR CMU | DSR |  |  | Prequalified | Opt-In |  | 1 | Yes |  |  |  | 39605 |  | 10 |  | 7.921 | 7.921 |  |  |  | 7.921 | [7 empty] | Yes | [14 empty] | Deferred | Yes | 1 |  | Yes | 1
X | DSRX57 - Component - DSRX57 | [13 empty] | DSR | [21 empty] | Component has yet to be procured. Component has yet to be procured. N/A
2 | DSRX58 | T-4 | Capacity Auction | 2024 | Enel X UK Limited |  | DSRX58 | ENEL X INTERNATIONAL S.R.L. | 448006800647 | em-support@enernoc.com | Distribution | Non CMRS | Unproven DSR CMU | DSR |  |  | Prequalified | Opt-In |  | 1 | Yes |  |  |  | 39605 |  | 10 |  | 7.921 | 7.921 |  |  |  | 7.921 | [7 empty] | Yes | [14 empty] | Deferred | Yes | 1 |  | Yes | 1
X | DSRX58 - Component - DSRX58 | [13 empty] | DSR | [21 empty] | Component has yet to be procured. Component has yet to be procured. N/A
1 | DSRX59 | T-4 | Capacity Auction | 2024 | Enel X UK Limited |  | DSRX59 | ENEL X INTERNATIONAL S.R.L. | 448006800647 | em-support@enernoc.com | Distribution | Non CMRS | Unproven DSR CMU | DSR |  |  | Prequalified | Opt-In |  | 1 | Yes |  |  |  | 39605 |  | 10 |  | 7.921 | 7.921 |  |  |  | 7.921 | [7 empty] | Yes | [14 empty] | Deferred | Yes | 1 |  | Yes | 1
X | DSRX59 - Component - DSRX59 | [13 empty] | DSR | [21 empty] | Component has yet to be procured. Component has yet to be procured. N/A
2 | DSRX60 | T-4 | Capacity Auction | 2024 | Enel X UK Limited |  | DSRX60 | ENEL X INTERNATIONAL S.R.L. | 448006800647 | em-support@enernoc.com | Distribution | Non CMRS | Unproven DSR CMU | DSR |  |  | Prequalified | Opt-In |  | 1 | Yes |  |  |  | 39605 |  | 10 |  | 7.921 | 7.921 |  |  |  | 7.921 | [7 empty] | Yes | [14 empty] | Deferred | Yes | 1 |  | Yes | 1
X | DSRX60 - Component - DSRX60 | [13 empty] | DSR | [21 empty] | Component has yet to be procured. Component has yet to be procured. N/A
1 | DSRX61 | T-4 | Capacity Auction | 2024 | Enel X UK Limited |  | DSRX61 | ENEL X INTERNATIONAL S.R.L. | 448006800647 | em-support@enernoc.com | Distribution | Non CMRS | Unproven DSR CMU | DSR |  |  | Prequalified | Opt-In |  | 1 | Yes |  |  |  | 39605 |  | 10 |  | 7.921 | 7.921 |  |  |  | 7.921 | [7 empty] | Yes | [14 empty] | Deferred | Yes | 1 |  | Yes | 1
X | DSRX61 - Component - DSRX61 | [13 empty] | DSR | [21 empty] | Component has yet to be procured. Component has yet to be procured. N/A
2 | DSRX62 | T-4 | Capacity Auction | 2024 | Enel X UK Limited |  | DSRX62 | ENEL X INTERNATIONAL S.R.L. | 448006800647 | em-support@enernoc.com | Distribution | Non CMRS | Unproven DSR CMU | DSR |  |  | Prequalified | Opt-In |  | 1 | Yes |  |  |  | 39605 |  | 10 |  | 7.921 | 7.921 |  |  |  | 7.921 | [7 empty] | Yes | [14 empty] | Deferred | Yes | 1 |  | Yes | 1
X | DSRX62 - Component - DSRX62 | [13 empty] | DSR | [21 empty] | Component has yet to be procured. Component has yet to be procured. N/A
1 | DSRX63 | T-4 | Capacity Auction | 2024 | Enel X UK Limited |  | DSRX63 | ENEL X INTERNATIONAL S.R.L. | 448006800647 | em-support@enernoc.com | Distribution | Non CMRS | Unproven DSR CMU | DSR |  |  | Prequalified | Opt-In |  | 1 | Yes |  |  |  | 39605 |  | 10 |  | 7.921 | 7.921 |  |  |  | 7.921 | [7 empty] | Yes | [14 empty] | Deferred | Yes | 1 |  | Yes | 1
X | DSRX63 - Component - DSRX63 | [13 empty] | DSR | [21 empty] | Component has yet to be procured. Component has yet to be procured. N/A
2 | DSRX64 | T-4 | Capacity Auction | 2024 | Enel X UK Limited |  | DSRX64 | ENEL X INTERNATIONAL S.R.L. | 448006800647 | em-support@enernoc.com | Distribution | Non CMRS | Unproven DSR CMU | DSR |  |  | Prequalified | Opt-In |  | 1 | Yes |  |  |  | 39605 |  | 10 |  | 7.921 | 7.921 |  |  |  | 7.921 | [7 empty] | Yes | [14 empty] | Deferred | Yes | 1 |  | Yes | 1
X | DSRX64 - Component - DSRX64 | [13 empty] | DSR | [21 empty] | Component has yet to be procured. Component has yet to be procured. N/A
1 | DSRX65 | T-4 | Capacity Auction | 2024 | Enel X UK Limited |  | DSRX65 | ENEL X INTERNATIONAL S.R.L. | 448006800647 | em-support@enernoc.com | Distribution | Non CMRS | Unproven DSR CMU | DSR |  |  | Prequalified | Opt-In |  | 1 | Yes |  |  |  | 39605 |  | 10 |  | 7.921 | 7.921 |  |  |  | 7.921 | [7 empty] | Yes | [14 empty] | Deferred | Yes | 1 |  | Yes | 1
X | DSRX65 - Component - DSRX65 | [13 empty] | DSR | [21 empty] | Component has yet to be procured. Component has yet to be procured. N/A
2 | DSRX66 | T-4 | Capacity Auction | 2024 | Enel X UK Limited |  | DSRX66 | ENEL X INTERNATIONAL S.R.L. | 448006800647 | em-support@enernoc.com | Distribution | Non CMRS | Unproven DSR CMU | DSR |  |  | Prequalified | Opt-In |  | 1 | Yes |  |  |  | 39605 |  | 10 |  | 7.921 | 7.921 |  |  |  | 7.921 | [7 empty] | Yes | [14 empty] | Deferred | Yes | 1 |  | Yes | 1
X | DSRX66 - Component - DSRX66 | [13 empty] | DSR | [21 empty] | Component has yet to be procured. Component has yet to be procured. N/A
1 | DSRX67 | T-4 | Capacity Auction | 2024 | Enel X UK Limited |  | DSRX67 | ENEL X INTERNATIONAL S.R.L. | 448006800647 | em-support@enernoc.com | Distribution | Non CMRS | Unproven DSR CMU | DSR |  |  | Prequalified | Opt-In |  | 1 | Yes |  |  |  | 39605 |  | 10 |  | 7.921 | 7.921 |  |  |  | 7.921 | [7 empty] | Yes | [14 empty] | Deferred | Yes | 1 |  | Yes | 1
X | DSRX67 - Component - DSRX67 | [13 empty] | DSR | [21 empty] | Component has yet to be procured. Component has yet to be procured. N/A
2 | DSRX68 | T-4 | Capacity Auction | 2024 | Enel X UK Limited |  | DSRX68 | ENEL X INTERNATIONAL S.R.L. | 448006800647 | em-support@enernoc.com | Distribution | Non CMRS | Unproven DSR CMU | DSR |  |  | Prequalified | Opt-In |  | 1 | Yes |  |  |  | 39605 |  | 10 |  | 7.921 | 7.921 |  |  |  | 7.921 | [7 empty] | Yes | [14 empty] | Deferred | Yes | 1 |  | Yes | 1
X | DSRX68 - Component - DSRX68 | [13 empty] | DSR | [21 empty] | Component has yet to be procured. Component has yet to be procured. N/A
1 | DSRX69 | T-4 | Capacity Auction | 2024 | Enel X UK Limited |  | DSRX69 | ENEL X INTERNATIONAL S.R.L. | 448006800647 | em-support@enernoc.com | Distribution | Non CMRS | Unproven DSR CMU | DSR |  |  | Prequalified | Opt-In |  | 1 | Yes |  |  |  | 39605 |  | 10 |  | 7.921 | 7.921 |  |  |  | 7.921 | [7 empty] | Yes | [14 empty] | Deferred | Yes | 1 |  | Yes | 1
X | DSRX69 - Component - DSRX69 | [13 empty] | DSR | [21 empty] | Component has yet to be procured. Component has yet to be procured. N/A
2 | DSRX70 | T-4 | Capacity Auction | 2024 | Enel X UK Limited |  | DSRX70 | ENEL X INTERNATIONAL S.R.L. | 448006800647 | em-support@enernoc.com | Distribution | Non CMRS | Unproven DSR CMU | DSR |  |  | Prequalified | Opt-In |  | 1 | Yes |  |  |  | 39605 |  | 10 |  | 7.921 | 7.921 |  |  |  | 7.921 | [7 empty] | Yes | [14 empty] | Deferred | Yes | 1 |  | Yes | 1
X | DSRX70 - Component - DSRX70 | [13 empty] | DSR | [21 empty] | Component has yet to be procured. Component has yet to be procured. N/A
1 | DSRX71 | T-4 | Capacity Auction | 2024 | Enel X UK Limited |  | DSRX71 | ENEL X INTERNATIONAL S.R.L. | 448006800647 | em-support@enernoc.com | Distribution | Non CMRS | Unproven DSR CMU | DSR |  |  | Prequalified | Opt-In |  | 1 | Yes |  |  |  | 39605 |  | 10 |  | 7.921 | 7.921 |  |  |  | 7.921 | [7 empty] | Yes | [14 empty] | Deferred | Yes | 1 |  | Yes | 1
X | DSRX71 - Component - DSRX71 | [13 empty] | DSR | [21 empty] | Component has yet to be procured. Component has yet to be procured. N/A
2 | DSRX72 | T-4 | Capacity Auction | 2024 | Enel X UK Limited |  | DSRX72 | ENEL X INTERNATIONAL S.R.L. | 448006800647 | em-support@enernoc.com | Distribution | Non CMRS | Unproven DSR CMU | DSR |  |  | Prequalified | Opt-In |  | 1 | Yes |  |  |  | 39605 |  | 10 |  | 7.921 | 7.921 |  |  |  | 7.921 | [7 empty] | Yes | [14 empty] | Deferred | Yes | 1 |  | Yes | 1
X | DSRX72 - Component - DSRX72 | [13 empty] | DSR | [21 empty] | Component has yet to be procured. Component has yet to be procured. N/A
1 | DSRX73 | T-4 | Capacity Auction | 2024 | Enel X UK Limited |  | DSRX73 | ENEL X INTERNATIONAL S.R.L. | 448006800647 | em-support@enernoc.com | Distribution | Non CMRS | Unproven DSR CMU | DSR |  |  | Prequalified | Opt-In |  | 1 | Yes |  |  |  | 39605 |  | 10 |  | 7.921 | 7.921 |  |  |  | 7.921 | [7 empty] | Yes | [14 empty] | Deferred | Yes | 1 |  | Yes | 1
X | DSRX73 - Component - DSRX73 | [13 empty] | DSR | [21 empty] | Component has yet to be procured. Component has yet to be procured. N/A
2 | DSRX74 | T-4 | Capacity Auction | 2024 | Enel X UK Limited |  | DSRX74 | ENEL X INTERNATIONAL S.R.L. | 448006800647 | em-support@enernoc.com | Distribution | Non CMRS | Unproven DSR CMU | DSR |  |  | Prequalified | Opt-In |  | 1 | Yes |  |  |  | 39605 |  | 10 |  | 7.921 | 7.921 |  |  |  | 7.921 | [7 empty] | Yes | [14 empty] | Deferred | Yes | 1 |  | Yes | 1
X | DSRX74 - Component - DSRX74 | [13 empty] | DSR | [21 empty] | Component has yet to be procured. Component has yet to be procured. N/A
1 | DSRX75 | T-4 | Capacity Auction | 2024 | Enel X UK Limited |  | DSRX75 | ENEL X INTERNATIONAL S.R.L. | 448006800647 | em-support@enernoc.com | Distribution | Non CMRS | Unproven DSR CMU | DSR |  |  | Prequalified | Opt-In |  | 1 | Yes |  |  |  | 39605 |  | 10 |  | 7.921 | 7.921 |  |  |  | 7.921 | [7 empty] | Yes | [14 empty] | Deferred | Yes | 1 |  | Yes | 1
X | DSRX75 - Component - DSRX75 | [13 empty] | DSR | [21 empty] | Component has yet to be procured. Component has yet to be procured. N/A
2 | DX0920 | T-4 | Capacity Auction | 2024 | Drax Power Limited |  | DRAX Unit 9 | Drax Smart Generation HoldCo Limited | 01757618381 | CMSecondaryTrading@drax.com | Transmission | CMRS | Existing Generating CMU | Distillate |  |  | Prequalified | Opt-In |  | 1 |  |  |  |  | 0 |  | 30.379 |  |  | 28.927 |  |  |  | 30.47 | [7 empty] | No |  |  |  | Yes | [10 empty] | Provided | N/A | 1 |  | Yes | 1
X | DX0920 - Component - T_DRAXX-9G | [13 empty] | Open Cycle Gas Turbine (OCGT) | [21 empty] | This CMU component is an open cycle gas turbine unit fuelled by distillate with BMU identifier T_DRAXX-9G under the BSC. Drax Power Station, Selby, North Yorkshire, YO8 8PH SE663271
1 | DX1020 | T-4 | Capacity Auction | 2024 | Drax Power Limited |  | DRAX10 | Drax Smart Generation HoldCo Limited | 01757618381 | CMSecondaryTrading@drax.com | Transmission | CMRS | Existing Generating CMU | Distillate |  |  | Prequalified | Opt-In |  | 1 |  |  |  |  | 0 |  | 32.245 |  |  | 30.704 |  |  |  | 30.704 | [7 empty] | No |  |  |  | Yes | [10 empty] | Provided | N/A | 1 |  | Yes | 1
X | DX1020 - Component - T_DRAXX-10G | [13 empty] | Open Cycle Gas Turbine (OCGT) | [21 empty] | This CMU component is an open cycle gas turbine unit fuelled by distillate with BMU identifier T_DRAXX-10G under the BSC. Drax Power Station, Selby, North Yorkshire, YO8 8PH SE663271
2 | DX1220 | T-4 | Capacity Auction | 2024 | Drax Power Limited |  | DRAX12 | Drax Smart Generation HoldCo Limited | 01757618381 | CMSecondaryTrading@drax.com | Transmission | CMRS | Existing Generating CMU | Distillate |  |  | Prequalified | Opt-In |  | 1 |  |  |  |  | 0 |  | 32.304 |  |  | 30.76 |  |  |  | 30.76 | [7 empty] | No |  |  |  | Yes | [10 empty] | Provided | N/A | 1 |  | Yes | 1
X | DX1220 - Component - T_DRAXX-12G | [13 empty] | Open Cycle Gas Turbine (OCGT) | [21 empty] | This CMU component is an open cycle gas turbine unit fuelled by distillate with BMU identifier T_DRAXX-12G under the BSC. Drax Power Station, Selby, North Yorkshire, YO8 8PH SE663271
1 | DX20DC | T-4 | Capacity Auction | 2024 | VPI Power Limited |  | Damhead Creek | VPI Holding Limited | 02038375787 | EMR@vpi-i.com | Transmission | CMRS | Existing Generating CMU | Gas |  |  | Prequalified | Opt-In |  | 1 |  |  |  |  | 0 |  | 812 |  |  | 730.8 |  |  |  | 730.8 | [7 empty] | No |  |  |  | No | [10 empty] | No | N/A | 1 |  | Yes | 1
X | DX20DC - Component - T_DAMC-1 | [13 empty] | Combined Cycle Gas Turbine (CCGT) | [21 empty] | Combined Cycle Gas Turbine plant Kingsnorth, Hoo, Rochester, Kent, ME3 9TX TQ 810 728
2 | DX20GL | T-4 | Capacity Auction | 2024 | Drax Power Limited |  | Glenlee Hydro | Drax Smart Generation HoldCo Limited | 01757618381 | CMSecondaryTrading@drax.com | Distribution | Non CMRS | Existing Generating CMU | Hydro |  |  | Prequalified | Opt-In |  | 1 |  |  |  |  | 0 |  | 24 |  |  | 21.838 |  |  |  | 21.838 | [7 empty] | No | Yes | Yes | Metering Option (a) (Supplier Settlement Metering Configuration Solution) | No |  |  | No | [7 empty] | Provided | N/A | 1 |  | Yes | 1
X | DX20GL - Component - GLE-U1 | [13 empty] | Hydro | [21 empty] | Glenlee hydro power station - Unit 1, part of the Galloway hydroelectric scheme. The registered capacity of the Glenlee hydro power station is 30MVA or 24MW at 0.8PF and each of the 2 identical generating unit components at the station is 12MW. New Galloway, Castle Douglas, Kirkcudbrightshire, DG7 3SF, Scotland NX 606 805
X | DX20GL - Component - GLE-U2 | [13 empty] | Hydro | [21 empty] | Glenlee hydro power station - Unit 2, part of the Galloway hydroelectric scheme The registered capacity of the Glenlee hydro power station is 30MVA or 24MW at 0.8PF and each of the 2 identical generating unit components at the station is 12MW. New Galloway, Castle Douglas, Kirkcudbrightshire, DG7 3SF, Scotland NX 606 805
1 | DX20KE | T-4 | Capacity Auction | 2024 | Drax Power Limited |  | Kendoon Hydro | Drax Smart Generation HoldCo Limited | 01757618381 | CMSecondaryTrading@drax.com | Distribution | Non CMRS | Existing Generating CMU | Hydro |  |  | Prequalified | Opt-In |  | 1 |  |  |  |  | 0 |  | 24 |  |  | 21.838 |  |  |  | 21.838 | [7 empty] | No | Yes | Yes | Metering Option (a) (Supplier Settlement Metering Configuration Solution) | No |  |  | No | [7 empty] | Provided | N/A | 1 |  | Yes | 1
X | DX20KE - Component - KEN-U1 | [13 empty] | Hydro | [21 empty] | Kendoon hydro power station - Unit 1, part of the Galloway hydroelectric scheme The registered capacity of the Kendoon power station is 26.25MVA or 24MW at 0.915PF. Each of the 2 generating unit components are identical, i.e. 12MW each for unit 1 and unit 2. St Johns Town of Dalry, Castle Douglas, Kirkcudbrightshire, DG7 3UB, Scotland NX 605 877
X | DX20KE - Component - KEN-U2 | [13 empty] | Hydro | [21 empty] | Kendoon hydro power station - Unit 2, part of the Galloway hydroelectric scheme The registered capacity of the Kendoon Power Station is 26.25MVA or 24MW at 0.915PF. Each of the 2 generating unit components are identical i.e. 12MW for each of unit 1 and unit 2 St Johns Town of Dalry, Castle Douglas, Kirkcudbrightshire, DG7 3UB, Scotland NX 605 877
2 | DX20RH | T-4 | Capacity Auction | 2024 | VPI Power Limited |  | Rye House | VPI Holding Limited | 02038375787 | EMR@vpi-i.com | Transmission | CMRS | Existing Generating CMU | Gas |  |  | Prequalified | Opt-In |  | 1 |  |  |  |  | 0 |  | 718.833 |  |  | 646.95 |  |  |  | 646.95 | [7 empty] | No |  |  |  | No | [10 empty] | No | N/A | 1 |  | Yes | 1
X | DX20RH - Component - T_RYHPS-1 | [13 empty] | Combined Cycle Gas Turbine (CCGT) | [21 empty] | Combined Cycle Gas Turbine 1 Ratty's Lane, Hoddesdon, Hertsfordshire, EN11 0RF TL 387 089
1 | DX20SH | T-4 | Capacity Auction | 2024 | VPI Power Limited |  | Shoreham | VPI Holding Limited | 02038375787 | EMR@vpi-i.com | Distribution | CMRS | Existing Generating CMU | Gas |  |  | Prequalified | Opt-In |  | 1 |  |  |  |  | 0 |  | 425 |  |  | 382.5 |  |  |  | 382.5 | [7 empty] | No | No | Yes |  | No | [10 empty] | No | N/A | 1 |  | Yes | 1
X | DX20SH - Component - E_SHOS-1 | [13 empty] | Combined Cycle Gas Turbine (CCGT) | [21 empty] | Combined Cycle Gas Turbine plant Basin Road South, Portslade, East Sussex, BN41 1WF TQ 247 048
2 | DX20TO | T-4 | Capacity Auction | 2024 | Drax Power Limited |  | Tongland Hydro | Drax Smart Generation HoldCo Limited | 01757618381 | CMSecondaryTrading@drax.com | Distribution | Non CMRS | Existing Generating CMU | Hydro |  |  | Prequalified | Opt-In |  | 1 |  |  |  |  | 0 |  | 33 |  |  | 30.027 |  |  |  | 30.027 | [7 empty] | No | Yes | Yes | Metering Option (a) (Supplier Settlement Metering Configuration Solution) | No |  |  | No | [7 empty] | Provided | N/A | 1 |  | Yes | 1
X | DX20TO - Component - TON-U1 | [13 empty] | Hydro | [21 empty] | Tongland hydro power station - Unit 1, part of the Galloway hydroelectric scheme The registered capacity of the Tongland power station is 41.25MVA or 33MW at 0.8PF and each of the 3 identical generating unit components is 11MW. Tongland, Kirkcudbrightshire, DG6 4LT, Scotland NX 695 535
X | DX20TO - Component - TON-U2 | [13 empty] | Hydro | [21 empty] | Tongland hydro power station - Unit 2, part of the Galloway hydroelectric scheme The registered capacity of the Tongland Power Station is 41.25MVA or 33MW at 0.8PF and each of the 3 identical generating unit components are 11MW. Tongland, Kirkcudbrightshire, DG6 4LT, Scotland NX 695 535
X | DX20TO - Component - TON-U3 | [13 empty] | Hydro | [21 empty] | Tongland hydro power station - Unit 3, part of the Galloway hydroelectric scheme The registered capacity of the Tongland Power Station is 41.25MVA or 33MW at 0.8PF and each of the 3 identical generating unit components are 11MW. Tongland, Kirkcudbrightshire, DG6 4LT, Scotland NX 695 535
1 | ECSE20 | T-4 | Capacity Auction | 2024 | CSE20 Limited |  | Elstree20 | Clearstone Energy Limited | 02038686600 | info@clearstoneenergy.com | Transmission | CMRS | New Build Generating CMU | Gas |  |  | Not Prequalified | Opt-In |  | 15 |  | Yes |  |  | 461820 | Yes | 48.5 |  |  | 46.182 |  |  |  | 47.134 | [7 empty] | Yes | [14 empty] | Deferred
X | ECSE20 - Component - ECSE20 | [13 empty] | Reciprocating engines | [21 empty] | The proposed power plant would consist of a number new highly efficient gas fired generating units plus ancillary equipment. Each genset is based on advanced reciprocating engine technology. Hilfield Lane, Bushey, Hertsmere, Hertfordshire, WD25 8DA, United Kingdom TQ 149 969
2 | EECL21 | T-4 | Capacity Auction | 2024 | Uniper Global Commodities SE | Bidding, Obligation Trading, Volume Reallocation | Enfield | Uniper Holding GmbH | 49211732757440 | UniperUK.PowerTrading@uniper.energy | Transmission | CMRS | Existing Generating CMU | Gas |  |  | Prequalified | Opt-In |  | 1 |  |  |  |  | 0 |  | 450 |  |  | 405 |  |  |  | 405 | [7 empty] | No |  |  |  | No | [10 empty] | No | N/A | 1 |  | Yes | 1
X | EECL21 - Component - T_EECL-1 | [13 empty] | Combined Cycle Gas Turbine (CCGT) | [21 empty] | Enfield CCGT Power Station - (one unit station) 111 Brancroft Way Enfield Middlesex EN3 7PL TQ368978
1 | EGGB24 | T-4 | Capacity Auction | 2024 | Eggborough Power Limited |  | Eggborough CCGT | EP UK Investments Ltd | 02038264900 | capacitymarket@epuki.co.uk | Transmission | CMRS | New Build Generating CMU | Gas |  |  | Not Prequalified | Opt-In |  | 15 |  | Yes |  |  | 15300000 |  | 1700 |  |  | 1530 |  |  |  | 1530 | [7 empty] | Yes | [14 empty] | Deferred
X | EGGB24 - Component - EGGPS1 | [13 empty] | Combined Cycle Gas Turbine (CCGT) | [21 empty] | New build Combined Cycle Gas Turbine unit 1 at Eggborough power station. Eggborough Power Station, Goole, East Yorkshire, DN14 0BS SE577237
X | EGGB24 - Component - EGGPS2 | [13 empty] | Combined Cycle Gas Turbine (CCGT) | [21 empty] | New build Combined Cycle Gas Turbine unit 2 at Eggborough power station. Eggborough Power Station, Goole, East Yorkshire, DN14 0BS SE577238
2 | EGOCGT | T-4 | Capacity Auction | 2024 | Eggborough Power Limited |  | Eggborough OCGT | EP UK Investments Ltd | 02038264900 | capacitymarket@epuki.co.uk | Transmission | CMRS | New Build Generating CMU | Gas |  |  | Prequalified | Opt-In |  | 15 |  | Yes |  |  | 0 |  | 299 |  |  | 284.708 |  |  |  | 284.708 | [7 empty] | Yes | [14 empty] | Deferred | Yes | 15 |  | No | N/A
X | EGOCGT - Component - EGOCGT | [13 empty] | Open Cycle Gas Turbine (OCGT) | [21 empty] | New build Open Cycle Gas Turbine unit 5 at Eggborough Power Station Eggborough Power Station, Goole, East Yorkshire, DN14 0BS SE575239
1 | EHQ005 | T-4 | Capacity Auction | 2024 | E.ON UK Plc |  | NPCM-5 |  | 07816292478 | EEMFM@eon.com | Distribution | Non CMRS | Unproven DSR CMU | DSR |  |  | Prequalified | Opt-In |  | 1 | Yes |  |  |  | 0 |  | 5 |  | 3.961 | 3.961 |  |  |  | 3.961 | [7 empty] | Yes | [14 empty] | Deferred | No
X | EHQ005 - Component - DSR004 | [13 empty] | DSR | [21 empty] | DSR CMU Component to be fulfilled using customer asset(s) To be confirmed N/A | N/A
2 | EHQ13A | T-4 | Capacity Auction | 2024 | E.ON UK Plc |  | NPCM-13 |  | 07816292478 | EEMFM@eon.com | Distribution | Non CMRS | Existing Generating CMU | Storage - Battery |  | Yes | Prequalified | Opt-In |  | 1 |  |  |  |  | 0 |  | 3 |  |  | 0.743 |  |  |  | 0.743 | [7 empty] | No | No | No | Metering Option (c) (Balancing Services Metering Configuration Solution) | Yes | No |  |  |  | Yes |  | 0.5% | Yes |  |  | Yes | N/A | 1 |  | Yes | 1
X | EHQ13A - Component - DSR012 | [13 empty] | Storage (Duration 1h) | [21 empty] | 4MW battery co-located with a solar farm Dairy Lane Westhamnett Chichester PO20 2BG SU884059
1 | EL0022 | T-4 | Capacity Auction | 2024 | EL (Avonmouth) Limited |  | Avonmouth A | FPC Electric Land Limited | 02074348787 | info@electricland.co.uk | Distribution | Non CMRS | New Build Generating CMU | Gas |  |  | Prequalified | Opt-In |  | 15 |  | Yes | Yes |  | 0 |  | 20 |  |  | 19.044 |  |  |  | 19.044 | [7 empty] | Yes | [14 empty] | Deferred | Yes | 15 |  | No | N/A
X | EL0022 - Component - EL0022 | [13 empty] | Reciprocating engines | [21 empty] | 10 x 2MW Gas fuelled generator units to be installed on designated land within a compound at Avonmouth Energy Park Plot A Land at Severn Road Avonmouth BS10 7SE ST 543 812
2 | EL0023 | T-4 | Capacity Auction | 2024 | EL (Avonmouth) Limited |  | Avonmouth B | FPC Electric Land Limited | 02074348787 | info@electricland.co.uk | Distribution | Non CMRS | New Build Generating CMU | Gas |  |  | Prequalified | Opt-In |  | 15 |  | Yes | Yes |  | 0 |  | 20 |  |  | 19.044 |  |  |  | 19.044 | [7 empty] | Yes | [14 empty] | Deferred | Yes | 15 |  | No | N/A
X | EL0023 - Component - EL0023 | [13 empty] | Reciprocating engines | [21 empty] | 10 x 2MW Gas fuelled generator units to be installed on designated land within a compound at Avonmouth Energy Park Plot A Land at Severn Road Avonmouth BS10 7SE ST 543 812
1 | EL0024 | T-4 | Capacity Auction | 2024 | EL (Avonmouth) Limited |  | Avonmouth C | FPC Electric Land Limited | 02074348787 | info@electricland.co.uk | Distribution | Non CMRS | New Build Generating CMU | Gas |  |  | Prequalified | Opt-In |  | 15 |  | Yes | Yes |  | 0 |  | 9.9 |  |  | 9.427 |  |  |  | 9.427 | [7 empty] | Yes | [14 empty] | Deferred | Yes | 15 |  | No | N/A
X | EL0024 - Component - EL0024 | [13 empty] | Reciprocating engines | [21 empty] | 5 x 2MW Gas fuelled generator units to be installed on designated land within a compound at Avonmouth Energy Park Plot A Land at Severn Road Avonmouth BS10 7SE ST 543 812
2 | EL0025 | T-4 | Capacity Auction | 2024 | EL (SLH) Limited |  | Stanford Le-hope A | FPC Industry enterprise 3 LLP | 02074348787 | info@electricland.co.uk | Distribution | CMRS | New Build Generating CMU | Gas |  |  | Not Prequalified | Opt-In |  | 15 |  | Yes | Yes |  | 190440 | Yes | 20 |  |  | 19.044 |  |  |  | 19.044 | [7 empty] | Yes | [14 empty] | Deferred
X | EL0025 - Component - EL0025 | [13 empty] | Reciprocating engines | [21 empty] | 10 x 2MW Containerised High Speed Gas-fired reciprocating engines together with transformers, switchgear and associated control gear at Stanhope industrial Estate Land at Stanhope Industrial Estate, Wharf Road, Standford-Le-Hope SS17 0EH TQ 702 814
1 | EL0026 | T-4 | Capacity Auction | 2024 | EL (SLH) Limited |  | Stanford Le-hope B | FPC Industry enterprise 3 LLP | 02074348787 | info@electricland.co.uk | Distribution | CMRS | New Build Generating CMU | Gas |  |  | Not Prequalified | Opt-In |  | 15 |  | Yes | Yes |  | 190440 | Yes | 20 |  |  | 19.044 |  |  |  | 19.044 | [7 empty] | Yes | [14 empty] | Deferred
X | EL0026 - Component - EL0026 | [13 empty] | Reciprocating engines | [21 empty] | 10 x 2MW Containerised High Speed Gas-fired reciprocating engines together with transformers, switchgear and associated control gear at Stanhope industrial Estate Land at Stanhope Industrial Estate, Wharf Road, Standford-Le-Hope SS17 0EH TQ 702 814
2 | EL0027 | T-4 | Capacity Auction | 2024 | EL (SLH) Limited |  | Stanford Le-hope C | FPC Industry enterprise 3 LLP | 02074348787 | info@electricland.co.uk | Distribution | Non CMRS | New Build Generating CMU | Gas |  |  | Not Prequalified | Opt-In |  | 15 |  | Yes | Yes |  | 94270 | Yes | 9.9 |  |  | 9.427 |  |  |  | 9.427 | [7 empty] | Yes | [14 empty] | Deferred
X | EL0027 - Component - EL0027 | [13 empty] | Reciprocating engines | [21 empty] | 5 x 2MW Containerised High Speed Gas-fired reciprocating engines together with transformers, switchgear and associated control gear at Stanhope industrial Estate Land at Stanhope Industrial Estate, Wharf Road, Standford-Le-Hope SS17 0EH TQ 702 814
1 | EL0028 | T-4 | Capacity Auction | 2024 | EL (Newark) Limited |  | Bowbridge | FPC Electric Land Limited | 02074348787 | info@electricland.co.uk | Distribution | Non CMRS | New Build Generating CMU | Gas |  |  | Prequalified | Opt-In |  | 15 |  | Yes | Yes |  | 0 |  | 7 |  |  | 6.665 |  |  |  | 6.665 | [7 empty] | Yes | [14 empty] | Deferred | Yes | 15 |  | No | N/A
X | EL0028 - Component - EL0028 | [13 empty] | Reciprocating engines | [21 empty] | Containerised High Speed Gas-fired reciprocating engines together with transformers, switchgear and associated control gear located at Bowbridge Lane Land off Bowbridge Lane, Balderton, Newark NG24 3BY SK 804 507
2 | EL0029 | T-4 | Capacity Auction | 2024 | FPC ELECTRIC LAND LIMITED |  | Tetron Point | Fpc Income & Growth Plc | 02074348787 | info@electricland.co.uk | Distribution | Non CMRS | New Build Generating CMU | Gas |  |  | Not Prequalified | Opt-In |  | 15 |  | Yes | Yes |  | 38090 | Yes | 4 |  |  | 3.809 |  |  |  | 3.809 | [7 empty] | Yes | [14 empty] | Deferred
X | EL0029 - Component - EL0029 | [13 empty] | Reciprocating engines | [21 empty] | 2 x 2MW Gas fuelled generator units to be installed on designated land within a compound located at Tetron point Land at William Nadin Way, Tetron Point, Swadlincote, DE11 0WT SK 281 194
1 | EL0030 | T-4 | Capacity Auction | 2024 | FPC ELECTRIC LAND LIMITED |  | Waterswallows A | Fpc Income & Growth Plc | 02074348787 | info@electricland.co.uk | Distribution | Non CMRS | New Build Generating CMU | Gas |  |  | Not Prequalified | Opt-In |  | 15 |  | Yes | Yes |  | 95220 | Yes | 10 |  |  | 9.522 |  |  |  | 9.522 | [7 empty] | Yes | [14 empty] | Deferred
X | EL0030 - Component - EL0030 | [13 empty] | Reciprocating engines | [21 empty] | 5 x 2MW Gas fuelled generator units to be installed on designated land within a compound at Waterswallows Road Plot A Land at Waterswallows Road, Buxton, SK17 7JT SK 080 750
2 | EL0031 | T-4 | Capacity Auction | 2024 | FPC ELECTRIC LAND LIMITED |  | Waterswallows B | Fpc Income & Growth Plc | 02074348787 | info@electricland.co.uk | Distribution | Non CMRS | New Build Generating CMU | Gas |  |  | Not Prequalified | Opt-In |  | 15 |  | Yes | Yes |  | 57130 | Yes | 6 |  |  | 5.713 |  |  |  | 5.713 | [7 empty] | Yes | [14 empty] | Deferred
X | EL0031 - Component - EL0031 | [13 empty] | Reciprocating engines | [21 empty] | 3 x 2MW Gas fuelled generator units to be installed on designated land within a compound at Waterswallows Road Plot A Land at Waterswallows Road, Buxton, SK17 7JT SK 080 750
1 | EL0032 | T-4 | Capacity Auction | 2024 | FPC ELECTRIC LAND LIMITED |  | Waterswallows C | Fpc Income & Growth Plc | 02074348787 | info@electricland.co.uk | Distribution | Non CMRS | New Build Generating CMU | Gas |  |  | Not Prequalified | Opt-In |  | 15 |  | Yes | Yes |  | 38090 | Yes | 4 |  |  | 3.809 |  |  |  | 3.809 | [7 empty] | Yes | [14 empty] | Deferred
X | EL0032 - Component - EL0032 | [13 empty] | Reciprocating engines | [21 empty] | 2 x 2MW Gas fuelled generator units to be installed on designated land within a compound at Waterswallows Road Plot A Land at Waterswallows Road, Buxton, SK17 7JT SK 080 750
2 | EL0033 | T-4 | Capacity Auction | 2024 | FPC ELECTRIC LAND LIMITED |  | Waterswallows D | Fpc Income & Growth Plc | 02074348787 | info@electricland.co.uk | Distribution | Non CMRS | New Build Generating CMU | Gas |  |  | Not Prequalified | Opt-In |  | 15 |  | Yes | Yes |  | 95220 | Yes | 10 |  |  | 9.522 |  |  |  | 9.522 | [7 empty] | Yes | [14 empty] | Deferred
X | EL0033 - Component - EL0033 | [13 empty] | Reciprocating engines | [21 empty] | 5 x 2MW Gas fuelled generator units to be installed on designated land within a compound at Waterswallows Road Plot B Land at Waterswallows Road, Buxton, SK17 7JT SK 081 750
1 | EL0034 | T-4 | Capacity Auction | 2024 | FPC ELECTRIC LAND LIMITED |  | Waterswallows E | Fpc Income & Growth Plc | 02074348787 | info@electricland.co.uk | Distribution | Non CMRS | New Build Generating CMU | Gas |  |  | Not Prequalified | Opt-In |  | 15 |  | Yes | Yes |  | 38090 | Yes | 4 |  |  | 3.809 |  |  |  | 3.809 | [7 empty] | Yes | [14 empty] | Deferred
X | EL0034 - Component - EL0034 | [13 empty] | Reciprocating engines | [21 empty] | 2 x 2MW Gas fuelled generator units to be installed on designated land within a compound at Waterswallows Road Plot B Land at Waterswallows Road, Buxton, SK17 7JT SK 081 750
2 | ElecL5 | T-4 | Capacity Auction | 2024 | ElecLink Limited |  | ElecLink | Get Elec Limited | 02038712563 | team.eleclink@eleclink.co.uk | Transmission | CMRS | New Build Interconnector CMU | Interconnector |  |  | Prequalified | Opt-In |  | 1 |  |  |  |  | 0 |  | 1000 |  |  | 750 |  |  |  | 750 | [7 empty] | No | [13 empty] | No | No | Yes | 1 |  | Yes | 1
X | ElecL5 - Component - ElecL1 | [13 empty] | Eleclink (France) | [21 empty] | ElecLink will have a transmission capacity of 1000MW corresponding to its grid connection agreements and link the 400kV AC grids of France and Great Britain. ElecLink will employ high voltage direct current converter stations using voltage source converter technology at each side of the Channel Tunnel. 400kV AC underground cables will connect the converter stations to the TSO's high voltage substations: Sellindge (NGET, UK) and Les Mandarins (RTE, France). The converter station on the Eurotunnel site at Folkestone will be connected by one 400kV AC cable circuit to the National Grid substation at Sellindge. The route length is approximately 14km. The converter station on the Eurotunnel site at Coquelles will be connected by one 400kV AC cable circuit to the RTE substation at Les Madarins. The route length is approximately 3.5km. An approximately 52km long HVDC cable circuit will connect the two converter stations via the Channel Tunnel between Folkestone and Coquelles. This will involve two single-core HVDC cables operating at +-320kV DC. Please note that in the section below we provided an address for the CMU which relates to the UK converter station site. Of course, given the CMU is an interconnector there are a variety of sites which are owned/managed by ElecLink and relate to the CMU, as additional information we have provided details of those sites below. Please note also that we have provided the grid reference points which most closely correspond to the sites, however the postcode for the address will capture a wider area. Sellindge substation Church Lane Aldington Ashford TN25 6SS Grid reference: TR082383 Converter station at Coquelles, France Eurotunnel Entrance Centre De Secours, 3573 Chemin Rouge Cambre, 62231 Coquelles, France Grid reference: TR657202 We wish to clarify here that while ElecLink has acceded to the BSC we have not yet begun installing or testing metering systems. Therefore, MPANs and BMU IDs do not apply to the ElecLink CMU at this point in time. ElecLink will ensure that the Delivery Body is updated as required once the metering systems are completed. Longport Security Entrance, Terminal Service Road, Folkestone, CT18 8AP TR199379
1 | ELLE24 | T-4 | Capacity Auction | 2024 | ELLESMERE POWER LTD |  | Ellesmere Avenue | Balance Power Projects Limited | 01519580431 | enquiries@balancepower.co.uk | Distribution | Non CMRS | New Build Generating CMU | Gas |  |  | Not Prequalified | Opt-In |  | 15 |  | Yes | Yes |  | 52940 | Yes | 5.56 |  |  | 5.294 |  |  |  | 5.294 | [7 empty] | Yes | [14 empty] | Deferred
X | ELLE24 - Component - ELLE24 | [13 empty] | Reciprocating engines | [21 empty] | A gas fuelled electrical power generating unit comprising multiple reciprocating engines Tweed Road, Northampton, NN5 5AJ SP 733 604
2 | elms03 | T-4 | Capacity Auction | 2024 | Distributed Generators Limited |  | Elms |  | 02070421100 | info@agr-group.co.uk | Distribution | Non CMRS | Existing Generating CMU | Gas |  |  | Prequalified | Opt-In |  | 1 |  |  |  |  | 0 |  | 5 |  |  | 4.761 |  |  |  | 4.761 | [7 empty] | No | No | Yes | Metering Option (a) (Supplier Settlement Metering Configuration Solution) | No |  |  | No | [7 empty] | No | N/A | 1 |  | Yes | 1
X | elms03 - Component - elms03 | [13 empty] | Reciprocating engines | [21 empty] | Containerised High Speed Gas-fired reciprocating engines with transformers, switchgear and associated control gear with a total connection capacity of 5MW. 1A Elms Farm Industrial Estate Edison Road Bedford Bedfordshire MK41 0HU TL 082 509 | 1050001458340
1 | EMD-20 | T-4 | Capacity Auction | 2024 | ESSO PETROLEUM COMPANY,LIMITED |  | EMD-20 | ExxonMobil UK Limited | 02382477417 | paige.caldaralo1@exxonmobil.com | Distribution | Non CMRS | Existing Generating CMU | Gas |  |  | Rejected | Opt-In |  | 1 |  |  |  |  | 0 |  | 36 |  |  | 32.4 |  |  |  | 32.4 | [7 empty] | No | Yes | No | Metering Option (b) (Bespoke Metering Configuration Solution) | Yes | No |  |  |  | Yes |  | N/A | Yes |  |  | Provided
X | EMD-20 - Component - EPCMU314-1 | [13 empty] | Combined Heat and Power (CHP) | [21 empty] | TG1B is part of the aggregated CMU EMD-20, which is made up of 2 Generating Units of which TG1B is the larger. This Generating Unit is embedded in the 'E_FAWND' BMU and is part of the larger site inclusive BM Trading Unit, 'EPCO1'. All Components of 'EMD-20' are located within the physical boundaries of the Esso Petroleum Company,Limited Oil Refinery at Esso Refinery - Fawley - Southampton - Hampshire - SO45 1TX - United Kingdom. TG1B is one of three power generation units on the site and is a Steam Turbine plant. It is connected to the Local Distribution Network (LDN) at 132kV level at the Fawley North Sub-Station (part of MSID 7095). Both Unit 3 and TG1B units share various auxiliary load equipment- the power for which is supplied from another part of the LDN Fawley North Sub-Station. Installation of separate metering for the auxiliary power for both TG1B and Unit 3 has been completed providing half hourly meters for the auxiliary load for the two units. Due to the large amount of common equipment shared by the two generation units (TG1B and Unit 3) we are unable to determine exactly what part of the auxiliary load is directly attributable to TG1B and thus for this CMU we have attributed the auxiliary load between the two. The auxiliary meters for Unit 3 and TG1B combined are: TR1MWI_MAIN, TR2MWI_MAIN and 26AMWI_MAIN. This entire metering configuration has been successfully assessed and tested. To clarify the 3 units within the refinery boundary, they are Unit 5 (EMG-20) and TG1B and Unit 3 (which make up EMD-20). Gross 3 HH av. peak generation from TG1B on separate days = 49.863 MW At these three HH times, aux load on TG1B = -1.468 MW Net generation from TG1B = 48.394 MW The 48.394MW described above is the historical proven capacity. However, based on the planned future availability of this unit, we wish to submit a conservative 18MW connection capacity. To clarify the numbers provided in the application page are in half hourly periods, as the units specified were MWh and therefore reporting half hourly period was required. Esso Refinery - Fawley - Southampton - Hampshire - SO45 1TX - United Kingdom SU 439 039
X | EMD-20 - Component - EPCMU314-2 | [13 empty] | Combined Heat and Power (CHP) | [21 empty] | Unit 3 is part of the aggregated CMU EMD-20, which is made up of 2 Generating Units of which Unit 3 is the smallest. This Generating Unit is embedded in the ‘E_FAWND’ BMU and is part of the larger site inclusive BM Trading Unit, ‘EPCO1’. All Components of ‘EMD-20’ are located within the physical boundaries of the Esso Petroleum Company,Limited Oil Refinery at Esso Refinery - Fawley - Southampton - Hampshire - SO45 1TX - United Kingdom. Unit 3 is one of three power generation units on site and is a Gas Turbine CHP plant. It is connected to the Local Distribution Network (LDN) at 132kV level at their Fawley North Sub-Station (part of MSID 7095). Both units share various auxiliary load equipment- the power for which is supplied from another part of the LDN Fawley North Sub-Station. Installation of separate metering for the auxiliary power for both TG1B and Unit 3 has been completed providing half hourly meters for the auxiliary load for the two units. Due to the large amount of common equipment shared by the two generation units (TG1B and Unit 3) we are unable to determine exactly what part of the auxiliary load is directly attributable to Unit 3 and thus for this CMU we have attributed the auxiliary load evenly about the three units - i.e. 7.954/3 = 2.6513% of MSID 7096, thus 2.024 MW. (NB. the rest of MSID 7095 is made up of one of our other components of our CMU i.e. TG1B). Due to the large amount of common equipment shared by the two generation units (TG1B and Unit 3) we are unable to determine exactly what part of the auxiliary load is directly attributable to TG1B and thus for this CMU we have attributed the auxiliary load between the two. The auxiliary meters for Unit 3 and TG1B combined are: TR1MWI_MAIN, TR2MWI_MAIN and 26AMWI_MAIN. This entire metering configuration has been successfully assessed and tested. Gross 3 HH av. peak generation from Unit 3 on separate days = 32.869 MW At these three HH times, aux load on Unit 3 = -1.468 MW Net generation from Unit 3 = 31.401 MW The 31.401MW described above is the historical proven capacity. However, based on the planned future availability of this unit, we wish to submit a conservative 18MW connection capacity. To clarify the numbers provided in the application page are in half hourly periods, as the units specified were MWh and therefore reporting half hourly period was required. Esso Refinery - Fawley - Southampton - Hampshire - SO45 1TX - United Kingdom SU 439 039
2 | EMG-20 | T-4 | Capacity Auction | 2024 | ESSO PETROLEUM COMPANY,LIMITED |  | EMG-20 | ExxonMobil UK Limited | 02382477417 | paige.caldaralo1@exxonmobil.com | Distribution | CMRS | Existing Generating CMU | Gas |  |  | Prequalified | Opt-In |  | 1 |  |  |  |  | 0 |  | 138.443 |  |  | 124.599 |  |  |  | 124.599 | [7 empty] | No | Yes | Yes |  | Yes | [10 empty] | Provided | N/A | 1 |  | Yes | 1
X | EMG-20 - Component - E-FAWN-1 | [13 empty] | Combined Heat and Power (CHP) | [21 empty] | Unit 5 is a Cogenation unit which produces both steam and power. Unit 5 is the largest generating unit at Fawley refinery. This Generating Unit forms the 'E_FAWN-1' BMU on its own and is part of the larger site inclusive BM Trading Unit, 'EPCO1'. All Components of EMG-19, EMD-19 are located within the physical boundaries of the Esso Petroleum Company,Limited, Oil Refinery at Esso Refinery - Fawley - Southampton - Hampshire - SO45 1TX - United Kingdom. Unit 5 is one of three power and steam generation units on site and is a Gas Turbine CHP plant. It is connected to the Local Distribution Network (LDN) at 132kV level at the Fawley North Sub-Station (MSID 7081). Unit 5 is a licensed generator. Unit 5 has various auxiliary load equipment- the power for which is supplied from another part of the LDN Fawley North Sub-Station. This auxiliary power has half hourly meters installed. The two auxiliary meters have the IDs: R98HAN757 (aka S36A-VFH-TR01) and R98HAN758 (aka S36A-VFH-TR02). Gross 3 HH av. peak generation from Unit 5 on separate days = 141.040 MW At these three HH times, aux load on Unit 5 = 2.597 MW Net generation from Unit 5 = 138.443 MW Esso Petroleum Company,Limited, Oil Refinery at Esso Refinery - Fawley - Southampton - Hampshire - SO45 1TX - United Kingdom SU 439 039
1 | EMISTA | T-4 | Capacity Auction | 2024 | OPEN ENERGI LIMITED |  | Open Energi 02 | Ombu Group Limited | 02030510600 | sebastian.blake@openenergi.com | Distribution | Non CMRS | Proven DSR CMU | DSR |  |  | Prequalified | Opt-In |  | 1 |  |  |  |  | 0 |  | 2.643 | 2.643 | 2.093 | 2.093 |  |  |  | 2.28 | [7 empty] | No | Yes | No | Metering Option (c) (Balancing Services Metering Configuration Solution) | No | Yes | Firm Frequency Response |  |  | Yes |  | Class 0.2s (IEC 62053-22) | Yes |  |  | Yes | Yes | 1 |  | Yes | 1
X | EMISTA - Component - EMIRAT | [13 empty] | DSR | [21 empty] | Battery located behind-the-meter within football stadium, able to reduce imported electricity and/or export to local network Emirates Stadium, Hornsey Rd, London, N7 7AJ TQ312856
X | EMISTA - Component - EMIRA2 | [13 empty] | DSR | [21 empty] | Battery system installed at Emirates Stadium Emirates Stadium, Hornsey Rd, London, N7 7AJ TQ312856
2 | ENBY24 | T-4 | Capacity Auction | 2024 | ENDERBY POWER LTD |  | Enderby | Balance Power Projects Limited | 01519580431 | enquiries@balancepower.co.uk | Distribution | Non CMRS | New Build Generating CMU | Gas |  |  | Not Prequalified | Opt-In |  | 15 |  | Yes | Yes |  | 57130 | Yes | 6 |  |  | 5.713 |  |  |  | 5.713 | [7 empty] | Yes | [14 empty] | Deferred
X | ENBY24 - Component - ENBY24 | [13 empty] | Reciprocating engines | [21 empty] | A gas fuelled electrical power generating unit comprising multiple reciprocating engines Warren Park Way, Enderby, Leicester, LE19 4SA SP 534 999
1 | END027 | T-4 | Capacity Auction | 2024 | GridBeyond Limited |  | END027 |  | 01923431638 | secondary.trading@gridbeyond.com | Distribution | Non CMRS | Unproven DSR CMU | DSR |  |  | Prequalified | Opt-In |  | 1 | Yes |  |  |  | 0 |  | 7.813 | 6.445 | 6.19 | 6.19 |  |  |  | 5.397 |  |  |  |  | 2020-01-09 |  | Post Auction DSR Test | No | No | Yes | Metering Option (a) (Supplier Settlement Metering Configuration Solution) | No |  |  | No | [7 empty] | No | Yes | 1 |  | Yes | 1
X | END027 - Component - END027.2 | [13 empty] | DSR | [21 empty] | Load Response – Automated. Dispatch via Proprietary Panel encompassing industrial computer, smart meters, smart I/O &/or serial comms. ABP UK Shrewsbury, 1 Battlefield Rd, Shrewsbury SY1 4AH, United Kingdom SJ512163 | 1470001246802
X | END027 - Component - END027.3 | [13 empty] | DSR | [21 empty] | Load Response – Automated. Dispatch via Proprietary Panel encompassing industrial computer, smart meters, smart I/O &/or serial comms. Brakes, Portbury, Sheepway, Bristol BS20 7XN, United Kingdom ST498761 | 2200030347760
X | END027 - Component - END027.4 | [13 empty] | DSR | [21 empty] | Load Response – Automated. Dispatch via Proprietary Panel encompassing industrial computer, smart meters, smart I/O &/or serial comms. Desch Plantpak, Burnham Rd, Maldon, CM9 6NT, UK TL864015 | 1023484799984
X | END027 - Component - END027.5 | [13 empty] | DSR | [21 empty] | Load Response – Automated. Dispatch via Proprietary Panel encompassing industrial computer, smart meters, smart I/O &/or serial comms. Desch Plantpak, Burnham Rd, Maldon, CM9 6NT, UK TL864015 | 1014572506297
X | END027 - Component - END027.6 | [13 empty] | DSR | [21 empty] | Load Response – Automated. Dispatch via Proprietary Panel encompassing industrial computer, smart meters, smart I/O &/or serial comms. EnviroWales - Ebbw Vale - Site 1, Plateaux 1 & 2 Rassau Industrial Estate Ebbw Vale Blaenau Gwent NP23 5SD SO150122 | 2100040681424
X | END027 - Component - END027.7 | [13 empty] | DSR | [21 empty] | Load Response – Automated. Dispatch via Proprietary Panel encompassing industrial computer, smart meters, smart I/O &/or serial comms. EnviroWales - Ebbw Vale - Site 2, Plateaux 1 & 2 Rassau Industrial Estate Ebbw Vale Blaenau Gwent NP23 5SD SO150122 | 2100040681433
X | END027 - Component - END027.8 | [13 empty] | DSR | [21 empty] | Load Response – Automated. Dispatch via Proprietary Panel encompassing industrial computer, smart meters, smart I/O &/or serial comms. Furniss & White, 17 Abbey Way, North Anston Trading Estate, North Anston, Sheffield, S25 4JL SK509861 | 2300001126005
X | END027 - Component - END027.9 | [13 empty] | DSR | [21 empty] | Load Response – Automated. Dispatch via Proprietary Panel encompassing industrial computer, smart meters, smart I/O &/or serial comms. Weir Minerals, Halifax Rd, Todmorden OL14 5RT, United Kingdom SD944243 | 2326550140015
X | END027 - Component - END027.10 | [13 empty] | DSR | [21 empty] | Load Response – Automated. Dispatch via Proprietary Panel encompassing industrial computer, smart meters, smart I/O &/or serial comms. Ilfracombe Foodservice , Mullacott Cross Industrial Estate, Ilfracombe EX34 8PL SS515443 | 2200030355983
X | END027 - Component - END027.11 | [13 empty] | DSR | [21 empty] | Load Response – Automated. Dispatch via Proprietary Panel encompassing industrial computer, smart meters, smart I/O &/or serial comms. IPL Normanton, Premier Way North, Normanton Industrial Estate, Normanton WF6 1GY SE412231 | 2380000531720
X | END027 - Component - END027.12 | [13 empty] | DSR | [21 empty] | Load Response – Automated. Dispatch via Proprietary Panel encompassing industrial computer, smart meters, smart I/O &/or serial comms. Kerry Foods Menstrie - Glenochil Yeast Factory, Menstrie FK11 7ES, United Kingdom NS858964 | 1800035324530
X | END027 - Component - END027.13 | [13 empty] | DSR | [21 empty] | Load Response – Automated. Dispatch via Proprietary Panel encompassing industrial computer, smart meters, smart I/O &/or serial comms. Lineage Gillingham, Valentine Cl, Gillingham ME8 0QR, United Kingdom TQ792661 | 1900044426710
X | END027 - Component - END027.14 | [13 empty] | DSR | [21 empty] | Load Response – Automated. Dispatch via Proprietary Panel encompassing industrial computer, smart meters, smart I/O &/or serial comms. Lineage Glouster, Unilever UK Ice Cream, Corinium Ave, Gloucester GL4 3BW, United Kingdom SO862189 | 1460002225969
X | END027 - Component - END027.15 | [13 empty] | DSR | [21 empty] | Load Response – Automated. Dispatch via Proprietary Panel encompassing industrial computer, smart meters, smart I/O &/or serial comms. Milver Metals, Rowleys Green Industrial Estate, Coronel Ave, Coventry CV6 6AP SP341836 | 1100039669114
X | END027 - Component - END027.16 | [13 empty] | DSR | [21 empty] | Load Response – Automated. Dispatch via Proprietary Panel encompassing industrial computer, smart meters, smart I/O &/or serial comms. PCC Airfoils, Victoria Ave, Yeadon, Leeds, LS19 7AW SE218410 | 2316541175015
X | END027 - Component - END027.18 | [13 empty] | DSR | [21 empty] | Load Response – Automated. Dispatch via Proprietary Panel encompassing industrial computer, smart meters, smart I/O &/or serial comms. RK Drysdale, Old Cambus Quarry, Cockburnspath, Berwickshire, TD13 5YS NT812698 | 1800061119359
X | END027 - Component - END027.19 | [13 empty] | DSR | [21 empty] | Load Response – Automated. Dispatch via Proprietary Panel encompassing industrial computer, smart meters, smart I/O &/or serial comms. XPO - Avonmouth, St AndrewsRoad, Avonmouth, Bristol BS11 9HP ST520796 | 2200030348657
X | END027 - Component - END027.20 | [13 empty] | DSR | [21 empty] | Load Response – Automated. Dispatch via Proprietary Panel encompassing industrial computer, smart meters, smart I/O &/or serial comms. XPO - Kings Lynn, Wisbech Rd, King's Lynn PE30 5LQ, UK TF613184 | 1023500145813
X | END027 - Component - END027.21 | [13 empty] | DSR | [21 empty] | Load Response – Automated. Dispatch via Proprietary Panel encompassing industrial computer, smart meters, smart I/O &/or serial comms. XPO - Spalding, W Marsh Rd, Spalding PE11 2HR, UK TF258239 | 1100039600887
X | END027 - Component - END027.22 | [13 empty] | DSR | [21 empty] | Load Response – Automated. Dispatch via Proprietary Panel encompassing industrial computer, smart meters, smart I/O &/or serial comms. XPO - Warrington, 48 Hardwick Grange, Woolston, Warrington WA1 4RF, United Kingdom SJ650897
X | END027 - Component - END027.23 | [13 empty] | DSR | [21 empty] | Load Response – Automated. Dispatch via Proprietary Panel encompassing industrial computer, smart meters, smart I/O &/or serial comms. Yearsley - Wisbech, Weasenham La, Wisbech, PE13 2RN TF460084 | 1014572583343
X | END027 - Component - END027.24 | [13 empty] | DSR | [21 empty] | Load Response – Automated. Dispatch via Proprietary Panel encompassing industrial computer, smart meters, smart I/O &/or serial comms. Yeasrley - Bellshill, Belgowan Street, Bellshill ML4 3LB, UK NS728615 | 1800035323155
2 | END028 | T-4 | Capacity Auction | 2024 | GridBeyond Limited |  | END028 |  | 01923431638 | secondary.trading@gridbeyond.com | Distribution | Non CMRS | Unproven DSR CMU | DSR |  |  | Prequalified | Opt-In |  | 1 | Yes |  |  |  | 0 |  | 7.338 | 8.738 | 5.811 | 5.811 |  |  |  | 5.812 |  |  |  |  | 30/07/2020 |  | Post Auction DSR Test | No | No | Yes | Metering Option (a) (Supplier Settlement Metering Configuration Solution) | No |  |  | No | [7 empty] | No | Yes | 1 |  | Yes | 1
X | END028 - Component - END028.2 | [13 empty] | DSR | [21 empty] | Load Response – Automated. Dispatch via Proprietary Panel encompassing industrial computer, smart meters, smart I/O &/or serial comms. UCB, Spital Lane, Chesterfield, Derbyshire, S41 0EX SK389706 | 1100039606197
X | END028 - Component - END028.3 | [13 empty] | DSR | [21 empty] | Load Response – Automated. Dispatch via Proprietary Panel encompassing industrial computer, smart meters, smart I/O &/or serial comms. XPO - Easton, Easton, Grantham, NG33 5AU SK939265 | 1100039600371
X | END028 - Component - END028.4 | [13 empty] | DSR | [21 empty] | Load Response – Automated. Dispatch via Proprietary Panel encompassing industrial computer, smart meters, smart I/O &/or serial comms. XPO - Logistics Bedworth, St. Davids Way, Bermuda Park, Nuneaton, Warwickshire CV10 7SD SP356889 | 1100039650099
X | END028 - Component - END028.5 | [13 empty] | DSR | [21 empty] | Load Response – Automated. Dispatch via Proprietary Panel encompassing industrial computer, smart meters, smart I/O &/or serial comms. XPO - Logistics Luton, Skimpot Road, Luton LU4 0JD TL045222 | 1014572855665
X | END028 - Component - END028.6 | [13 empty] | DSR | [21 empty] | Load Response – Automated. Dispatch via Proprietary Panel encompassing industrial computer, smart meters, smart I/O &/or serial comms. XPO - Plymouth, Estover Road, Plymouth, Devon, PL6 7PF SX517597 | 2200030363549
X | END028 - Component - END028.7 | [13 empty] | DSR | [21 empty] | Load Response – Automated. Dispatch via Proprietary Panel encompassing industrial computer, smart meters, smart I/O &/or serial comms. XPO - Southampton, Goodward Road, Eastleigh, SO50 4NT SU445199 | 2000027464511
X | END028 - Component - END028.8 | [13 empty] | DSR | [21 empty] | Load Response – Automated. Dispatch via Proprietary Panel encompassing industrial computer, smart meters, smart I/O &/or serial comms. XPO - Taunton, 29 Frobisher Way, Taunton TA2 6BB ST208257 | 2200030363558
X | END028 - Component - END028.9 | [13 empty] | DSR | [21 empty] | Load Response – Automated. Dispatch via Proprietary Panel encompassing industrial computer, smart meters, smart I/O &/or serial comms. Yearsley - Belle Eau Park, Belle Eau Park, Bilsthorpe, Newark NG22 8TX, UK SK660593 | 1100039676219
X | END028 - Component - END028.10 | [13 empty] | DSR | [21 empty] | Load Response – Automated. Dispatch via Proprietary Panel encompassing industrial computer, smart meters, smart I/O &/or serial comms. Yearsley - Grimsby - Site 1, Tower Primary Distribution Centre, Marsden Rd, Cleethorpes, Grimsby DN31 3FS, UK TA289104 | 2376502980113
X | END028 - Component - END028.11 | [13 empty] | DSR | [21 empty] | Load Response – Automated. Dispatch via Proprietary Panel encompassing industrial computer, smart meters, smart I/O &/or serial comms. Yearsley - Hamshall, Unit 7, Faraday Avenue, Hams Hall Distribution Park, Coleshill, Birmingham, B46 1AL SP203918 | 1441003075007
X | END028 - Component - END028.12 | [13 empty] | DSR | [21 empty] | Load Response – Automated. Dispatch via Proprietary Panel encompassing industrial computer, smart meters, smart I/O &/or serial comms. Yearsley - Heywood, Hareshill Road, Heywood OL10 2TP, UK SD854089 | 1620000375968
X | END028 - Component - END028.13 | [13 empty] | DSR | [21 empty] | Load Response – Automated. Dispatch via Proprietary Panel encompassing industrial computer, smart meters, smart I/O &/or serial comms. Yearsley - Holmewood - Site 1, Holmewood Field Industrial Park, Park Rd, Holmewood Industrial Park, Holmewood, Chesterfield, Derbyshire S42 5BX SK428663 | 1100050652622
X | END028 - Component - END028.14 | [13 empty] | DSR | [21 empty] | Load Response – Automated. Dispatch via Proprietary Panel encompassing industrial computer, smart meters, smart I/O &/or serial comms. Yearsley - Holmewood - Site 2, Holmewood Field Industrial Park, Park Rd, Holmewood Industrial Park, Holmewood, Chesterfield, Derbyshire S42 5BX SK428663 | 1100050652631
X | END028 - Component - END028.15 | [13 empty] | DSR | [21 empty] | Load Response – Automated. Dispatch via Proprietary Panel encompassing industrial computer, smart meters, smart I/O &/or serial comms. Yearsley - Portbury, Garonor Way Royal Portbury Dock, Portbury, Bristol BS20 7XT ST506761 | 2200030353889
X | END028 - Component - END028.16 | [13 empty] | DSR | [21 empty] | Load Response – Automated. Dispatch via Proprietary Panel encompassing industrial computer, smart meters, smart I/O &/or serial comms. Yearsley - Seaham, Fox Cover industrial Est, Admiralty Way, Dawdon, Seaham SR7 7DN, United Kingdom NZ429477 | 1580000189303
X | END028 - Component - END028.17 | [13 empty] | DSR | [21 empty] | Load Response – Automated. Dispatch via Proprietary Panel encompassing industrial computer, smart meters, smart I/O &/or serial comms. Yearsley Coleshill, Coleshill, Birmingham B46 1JU SP197908 | 1424574100000
1 | END029 | T-4 | Capacity Auction | 2024 | GridBeyond Limited |  | END029 |  | 01923431638 | secondary.trading@gridbeyond.com | Distribution | Non CMRS | Unproven DSR CMU | DSR |  |  | Prequalified | Opt-In |  | 1 | Yes |  |  |  | 0 |  | 6.864 | 6.85 | 5.437 | 5.437 |  |  |  | 5.437 |  |  |  |  | 20/07/2020 |  | Post Auction DSR Test | No | No | Yes | Metering Option (a) (Supplier Settlement Metering Configuration Solution) | No |  |  | No | [7 empty] | No | Yes | 1 |  | Yes | 1
X | END029 - Component - END029.2 | [13 empty] | DSR | [21 empty] | Load Response – Automated. Dispatch via Proprietary Panel encompassing industrial computer, smart meters, smart I/O &/or serial comms. ABP Ellesmere, The Abattoir, Hordley, Ellesmere SY12 9BL, United Kingdom SJ396288 | 1300035369069
X | END029 - Component - END029.3 | [13 empty] | DSR | [21 empty] | Load Response – Automated. Dispatch via Proprietary Panel encompassing industrial computer, smart meters, smart I/O &/or serial comms. ACS&T - Grimsby - Site 1, Estate Road 2, South Humberside Trading Estate, Grimsby DN31 2TG TA251104 | 2376502960010
X | END029 - Component - END029.4 | [13 empty] | DSR | [21 empty] | Load Response – Automated. Dispatch via Proprietary Panel encompassing industrial computer, smart meters, smart I/O &/or serial comms. ACS&T - Grimsby - Site 2, Estate Road 2, South Humberside Trading Estate, Grimsby DN31 2TG TA251104 | 2376506040010
X | END029 - Component - END029.5 | [13 empty] | DSR | [21 empty] | Load Response – Automated. Dispatch via Proprietary Panel encompassing industrial computer, smart meters, smart I/O &/or serial comms. ACS&T - Tewkesbury - Site 1, Newtown Trading Est/Green La, Tewkesbury GL20 8HD SO911333 | 1424954500002
X | END029 - Component - END029.6 | [13 empty] | DSR | [21 empty] | Load Response – Automated. Dispatch via Proprietary Panel encompassing industrial computer, smart meters, smart I/O &/or serial comms. ACS&T - Tewkesbury - Site 2, Newtown Trading Est/Green La, Tewkesbury GL20 8HD SO911333 | 1421010200006
X | END029 - Component - END029.7 | [13 empty] | DSR | [21 empty] | Load Response – Automated. Dispatch via Proprietary Panel encompassing industrial computer, smart meters, smart I/O &/or serial comms. ACS&T - Wolverhampton - Site 2, ACS&T Logistics, Park Lane , Wolverhampton, WV10 9QD SJ921004 | 1422359000009
X | END029 - Component - END029.8 | [13 empty] | DSR | [21 empty] | Load Response – Automated. Dispatch via Proprietary Panel encompassing industrial computer, smart meters, smart I/O &/or serial comms. Ardagh Group - Barnsely Site 1, Burton Road, Monk Bretton South Yorkshire S71 5RP SE373084 | 2336505790019
X | END029 - Component - END029.9 | [13 empty] | DSR | [21 empty] | Load Response – Automated. Dispatch via Proprietary Panel encompassing industrial computer, smart meters, smart I/O &/or serial comms. Ardagh Group - Barnsely Site 2, Burton Road, Monk Bretton South Yorkshire S71 5RP SE373084 | 2300000473625
X | END029 - Component - END029.10 | [13 empty] | DSR | [21 empty] | Load Response – Automated. Dispatch via Proprietary Panel encompassing industrial computer, smart meters, smart I/O &/or serial comms. Ardagh Group - Doncaster Site 1, Barnby Dun Road, Wheatley, Doncaster, South Yorkshire, DN2 4RH SE605065 | 2300000539365
X | END029 - Component - END029.11 | [13 empty] | DSR | [21 empty] | Load Response – Automated. Dispatch via Proprietary Panel encompassing industrial computer, smart meters, smart I/O &/or serial comms. Ardagh Group - Doncaster Site 2, Barnby Dun Road, Wheatley, Doncaster, South Yorkshire, DN2 4RH SE605065 | 2300000539374
X | END029 - Component - END029.12 | [13 empty] | DSR | [21 empty] | Load Response – Automated. Dispatch via Proprietary Panel encompassing industrial computer, smart meters, smart I/O &/or serial comms. Ardagh Group - Doncaster Site 3, Barnby Dun Road, Wheatley, Doncaster, South Yorkshire, DN2 4RH SE605065 | 2336590660028
X | END029 - Component - END029.13 | [13 empty] | DSR | [21 empty] | Load Response – Automated. Dispatch via Proprietary Panel encompassing industrial computer, smart meters, smart I/O &/or serial comms. Ardagh Group - Doncaster Site 4, Barnby Dun Road, Wheatley, Doncaster, South Yorkshire, DN2 4RH SE605065 | 2336590660037
X | END029 - Component - END029.14 | [13 empty] | DSR | [21 empty] | Load Response – Automated. Dispatch via Proprietary Panel encompassing industrial computer, smart meters, smart I/O &/or serial comms. Brakes - Reading, Unit 24 Suttons Business Park, Sutton Park Avenue, Earley, Reading RG6 1AZ SU739736 | 2000055290030
X | END029 - Component - END029.15 | [13 empty] | DSR | [21 empty] | Load Response – Automated. Dispatch via Proprietary Panel encompassing industrial computer, smart meters, smart I/O &/or serial comms. LSN Diffusion, Ammanford, SA18 3GY SN619169 | 2100041639752
X | END029 - Component - END029.16 | [13 empty] | DSR | [21 empty] | Load Response – Automated. Dispatch via Proprietary Panel encompassing industrial computer, smart meters, smart I/O &/or serial comms. Lunar Freezing - Damhead Way, Peterhead, Aberdeenshire, SCOTLAND, AB42 3GY NK117442 | 1715048793247
X | END029 - Component - END029.17 | [13 empty] | DSR | [21 empty] | Load Response – Automated. Dispatch via Proprietary Panel encompassing industrial computer, smart meters, smart I/O &/or serial comms. Makin Metals, Buckley Road, Rochdale, Lancashire, OL 12 9DT, United Kingdom SD905150 | 1600000180020
X | END029 - Component - END029.18 | [13 empty] | DSR | [21 empty] | Load Response – Automated. Dispatch via Proprietary Panel encompassing industrial computer, smart meters, smart I/O &/or serial comms. Tivac Alloys Rotherham, 151 Blackburn Rd, Sheffield, Rotherham S61 2DW SK387924 | 2300000148499
X | END029 - Component - END029.19 | [13 empty] | DSR | [21 empty] | Load Response – Automated. Dispatch via Proprietary Panel encompassing industrial computer, smart meters, smart I/O &/or serial comms. Tivac Alloys Sheffield, 150 Blackburn Rd, Sheffield, Rotherham S61 2DW SK387923
X | END029 - Component - END029.20 | [13 empty] | DSR | [21 empty] | Load Response – Automated. Dispatch via Proprietary Panel encompassing industrial computer, smart meters, smart I/O &/or serial comms. ACS&T - Wolverhampton - Site 2, ACS&T Logistics, Park Lane , Wolverhampton, WV10 9QD SJ921004 | 1422259000003
X | END029 - Component - END029.21 | [13 empty] | DSR | [21 empty] | Load Response – Automated. Dispatch via Proprietary Panel encompassing industrial computer, smart meters, smart I/O &/or serial comms. Lunar Freezing - Peterhead, Craigshaw St, Aberdeen AB12 3AE, UK NJ942035
2 | END030 | T-4 | Capacity Auction | 2024 | GridBeyond Limited |  | END030 |  | 01923431638 | secondary.trading@gridbeyond.com | Distribution | Non CMRS | Unproven DSR CMU | DSR |  |  | Prequalified | Opt-In |  | 1 | Yes |  |  |  | 0 |  | 10.026 | 12.43 | 7.94 | 7.94 |  |  |  | 12.267 |  |  |  |  | 30/07/2020 |  | Post Auction DSR Test | No | No | Yes | Metering Option (a) (Supplier Settlement Metering Configuration Solution) | No |  |  | No | [7 empty] | No | Yes | 1 |  | Yes | 1
X | END030 - Component - END030.2 | [13 empty] | DSR | [21 empty] | Load Response – Automated. Dispatch via Proprietary Panel encompassing industrial computer, smart meters, smart I/O &/or serial comms. Kettle - Balmalcolm, Balmalcolm, Cupar, Fife KY15 7TJ NO319083 | 1800035338940
X | END030 - Component - END030.3 | [13 empty] | DSR | [21 empty] | Load Response – Automated. Dispatch via Proprietary Panel encompassing industrial computer, smart meters, smart I/O &/or serial comms. Kettle - Orkie Farm, Freuchie KY15 7HY, United Kingdom NO292072 | 1800035338861
X | END030 - Component - END030.4 | [13 empty] | DSR | [21 empty] | Load Response – Automated. Dispatch via Proprietary Panel encompassing industrial computer, smart meters, smart I/O &/or serial comms. HSH - Grimsby - Site 1, Birchin Way, Grimsby DN31 2SG TA259104 | 2380001107012
X | END030 - Component - END030.5 | [13 empty] | DSR | [21 empty] | Load Response – Automated. Dispatch via Proprietary Panel encompassing industrial computer, smart meters, smart I/O &/or serial comms. HSH - Grimsby - Site 2, Estate Road 7, Grimsby, DN31 2TP TA245103 | 2380002207367
X | END030 - Component - END030.6 | [13 empty] | DSR | [21 empty] | Load Response – Automated. Dispatch via Proprietary Panel encompassing industrial computer, smart meters, smart I/O &/or serial comms. HSH - Redditch, 25 Merse Rd, Redditch B98 9HA, UK SP076682 | 1422222200008
X | END030 - Component - END030.7 | [13 empty] | DSR | [21 empty] | Load Response – Automated. Dispatch via Proprietary Panel encompassing industrial computer, smart meters, smart I/O &/or serial comms. Fowler Welch - Site 2, W Marsh Rd, Spalding PE11 2HR, UK TF258239 | 1100039657980
X | END030 - Component - END030.8 | [13 empty] | DSR | [21 empty] | Load Response – Automated. Dispatch via Proprietary Panel encompassing industrial computer, smart meters, smart I/O &/or serial comms. Fowler Welch - Site 3, W Marsh Rd, Spalding PE11 2HR, UK TF258239 | 1100039657990
X | END030 - Component - END030.9 | [13 empty] | DSR | [21 empty] | Load Response – Automated. Dispatch via Proprietary Panel encompassing industrial computer, smart meters, smart I/O &/or serial comms. Brakes - Aylesford, Unit A, Larkfield Trading Estate, New Hythe Lane, Larkfield, AYLESFORD, Kent, ME20 6SW TQ709601 | 1900070144773
X | END030 - Component - END030.10 | [13 empty] | DSR | [21 empty] | Load Response – Automated. Dispatch via Proprietary Panel encompassing industrial computer, smart meters, smart I/O &/or serial comms. Brakes - Eastleigh, Unit 41, Parham Dr, Eastleigh, SO50 4NU SU449196 | 2000027464628
X | END030 - Component - END030.11 | [13 empty] | DSR | [21 empty] | Load Response – Automated. Dispatch via Proprietary Panel encompassing industrial computer, smart meters, smart I/O &/or serial comms. Brakes - Grantham, Palmer Road, Grantham, NG32 2BW SK887391 | 1100050775741
X | END030 - Component - END030.12 | [13 empty] | DSR | [21 empty] | Load Response – Automated. Dispatch via Proprietary Panel encompassing industrial computer, smart meters, smart I/O &/or serial comms. Brakes - Hemsworth, 18 Hoyle Mill Road, Kinsley, Pontefract, WF9 5EG SE420145 | 2356530815018
X | END030 - Component - END030.13 | [13 empty] | DSR | [21 empty] | Load Response – Automated. Dispatch via Proprietary Panel encompassing industrial computer, smart meters, smart I/O &/or serial comms. Brakes - Park Royal, Premier Park Road, London, NW10 7NZ TQ199833 | 1200010256877
X | END030 - Component - END030.14 | [13 empty] | DSR | [21 empty] | Load Response – Automated. Dispatch via Proprietary Panel encompassing industrial computer, smart meters, smart I/O &/or serial comms. Brakes - Peterlee, 5-6 Burdon Drive, North West Industrial Estate, Peterlee, County Durham, SR8 2JH NZ403412 | 1592001040793
X | END030 - Component - END030.15 | [13 empty] | DSR | [21 empty] | Load Response – Automated. Dispatch via Proprietary Panel encompassing industrial computer, smart meters, smart I/O &/or serial comms. Brakes - Tamworth, Bonehill Road, TAMWORTH, Staffordshire B78 3HJ SK192034 | 1100050138263
X | END030 - Component - END030.16 | [13 empty] | DSR | [21 empty] | Load Response – Automated. Dispatch via Proprietary Panel encompassing industrial computer, smart meters, smart I/O &/or serial comms. Brakes - Thorpe, Thorpe Industrial Park, Alpha Way, Thorpe, TW20 8RZ TQ024696 | 2000027314198
X | END030 - Component - END030.17 | [13 empty] | DSR | [21 empty] | Load Response – Automated. Dispatch via Proprietary Panel encompassing industrial computer, smart meters, smart I/O &/or serial comms. Brakes - Warrington, 3 Lockheed Road, Burtonwood, Warrington, WA5 4AH SJ563912 | 1300060436484
X | END030 - Component - END030.18 | [13 empty] | DSR | [21 empty] | Load Response – Automated. Dispatch via Proprietary Panel encompassing industrial computer, smart meters, smart I/O &/or serial comms. Brakes - Harlow, Flex meadow, Pinnacles Industrial Estate, Harlow, Essex, CM19 5TJ TL426090 | 1014573014599
X | END030 - Component - END030.19 | [13 empty] | DSR | [21 empty] | Load Response – Automated. Dispatch via Proprietary Panel encompassing industrial computer, smart meters, smart I/O &/or serial comms. Coldmove - Oswestry, Glovers Meadow Industrial Estate, Glovers Meadow, Oswestry, SY10 8NH, UK SJ300284 | 1300035369324
X | END030 - Component - END030.20 | [13 empty] | DSR | [21 empty] | Load Response – Automated. Dispatch via Proprietary Panel encompassing industrial computer, smart meters, smart I/O &/or serial comms. Eurac - Dorset, 16 Mannings Heath Road Poole Dorset BH12 4NJ SZ039941 | 2000052675995
X | END030 - Component - END030.21 | [13 empty] | DSR | [21 empty] | Load Response – Automated. Dispatch via Proprietary Panel encompassing industrial computer, smart meters, smart I/O &/or serial comms. Muntons, Flamborough Maltings Bridlington East Yorkshire YO15 1DY TA196701 | 2366580100010
X | END030 - Component - END030.22 | [13 empty] | DSR | [21 empty] | Load Response – Automated. Dispatch via Proprietary Panel encompassing industrial computer, smart meters, smart I/O &/or serial comms. MMDSS - Site 1, Flathouse Quay, Portsmouth PO2 7SP SU643013 | 2000027397672
X | END030 - Component - END030.23 | [13 empty] | DSR | [21 empty] | Load Response – Automated. Dispatch via Proprietary Panel encompassing industrial computer, smart meters, smart I/O &/or serial comms. MMDSS - Site 2, Flathouse Quay, Portsmouth PO2 7SP SU643013 | 2000027397681
X | END030 - Component - END030.24 | [13 empty] | DSR | [21 empty] | Load Response – Automated. Dispatch via Proprietary Panel encompassing industrial computer, smart meters, smart I/O &/or serial comms. MMDSS - Site 3, Flathouse Quay, Portsmouth PO2 7SP SU643013 | 2000027877419
X | END030 - Component - END030.25 | [13 empty] | DSR | [21 empty] | Load Response – Automated. Dispatch via Proprietary Panel encompassing industrial computer, smart meters, smart I/O &/or serial comms. MMDSS - Site 4, Flathouse Quay, Portsmouth PO2 7SP SU643013 | 2000050695280
X | END030 - Component - END030.26 | [13 empty] | DSR | [21 empty] | Load Response – Automated. Dispatch via Proprietary Panel encompassing industrial computer, smart meters, smart I/O &/or serial comms. MMDSS - Site 5, Flathouse Quay, Portsmouth PO2 7SP SU643013 | 2000051471463
X | END030 - Component - END030.27 | [13 empty] | DSR | [21 empty] | Load Response – Automated. Dispatch via Proprietary Panel encompassing industrial computer, smart meters, smart I/O &/or serial comms. MMDSS - Site 6, Flathouse Quay, Portsmouth PO2 7SP SU643013 | 2000055190674
X | END030 - Component - END030.28 | [13 empty] | DSR | [21 empty] | Load Response – Automated. Dispatch via Proprietary Panel encompassing industrial computer, smart meters, smart I/O &/or serial comms. MMDSS - Site 7, Flathouse Quay, Portsmouth PO2 7SP SU643013 | 2000056445031
X | END030 - Component - END030.29 | [13 empty] | DSR | [21 empty] | Load Response – Automated. Dispatch via Proprietary Panel encompassing industrial computer, smart meters, smart I/O &/or serial comms. Cranswick - Sherburn, Seafox Court, Sherburn in Elmet, Leeds, LS256PL SE514332 | 2380001164999
X | END030 - Component - END030.30 | [13 empty] | DSR | [21 empty] | Load Response – Automated. Dispatch via Proprietary Panel encompassing industrial computer, smart meters, smart I/O &/or serial comms. Dale Farm Kendal, 6 Gilthwaiterigg Ln, Kendal, LA9 6NT SD521946 | 1600000155308
X | END030 - Component - END030.31 | [13 empty] | DSR | [21 empty] | Load Response – Automated. Dispatch via Proprietary Panel encompassing industrial computer, smart meters, smart I/O &/or serial comms. ABP Wessex, Wessex House, Plews Way, Leeming Bar, Northallerton DL7 9UL SE284900 | 1592001061297
X | END030 - Component - END030.32 | [13 empty] | DSR | [21 empty] | Load Response – Automated. Dispatch via Proprietary Panel encompassing industrial computer, smart meters, smart I/O &/or serial comms. ABP Doncaster, Westmoor Park, Lincolnshire Way, Armthorpe, Doncaster DN3 3FF SE641050 | 2380000346022
X | END030 - Component - END030.33 | [13 empty] | DSR | [21 empty] | Load Response – Automated. Dispatch via Proprietary Panel encompassing industrial computer, smart meters, smart I/O &/or serial comms. TH Clements, W End Road, Benington, Boston, PE22 0EJ TF388469 | 1100039653480
X | END030 - Component - END030.34 | [13 empty] | DSR | [21 empty] | Load Response – Automated. Dispatch via Proprietary Panel encompassing industrial computer, smart meters, smart I/O &/or serial comms. Moulton Bulbs, Long Lane, Moulton, Spalding, Lincolnshire, PE12 6PP TF297229 | 1160001115037
X | END030 - Component - END030.35 | [13 empty] | DSR | [21 empty] | Load Response – Automated. Dispatch via Proprietary Panel encompassing industrial computer, smart meters, smart I/O &/or serial comms. XPO Lowestoft, Mobbs Way, Lowestoft NR32 3BN, United Kingdom TM524942 | 1014572846466
X | END030 - Component - END030.36 | [13 empty] | DSR | [21 empty] | Load Response – Automated. Dispatch via Proprietary Panel encompassing industrial computer, smart meters, smart I/O &/or serial comms. Eurac - Dorset, 16 Mannings Heath Road Poole Dorset BH12 4NJ SZ039941 | 2000027454285
X | END030 - Component - END030.37 | [13 empty] | DSR | [21 empty] | Load Response – Automated. Dispatch via Proprietary Panel encompassing industrial computer, smart meters, smart I/O &/or serial comms. Eurac - Dorset, 16 Mannings Heath Road Poole Dorset BH12 SZ039941 | 2000052992049
X | END030 - Component - END030.2.1 | [13 empty] | DSR | [21 empty] | Load Response – Automated. Dispatch via Proprietary Panel encompassing industrial computer, smart meters, smart I/O &/or serial comms. Kettle - Balmalcolm, Balmalcolm, Cupar, Fife KY15 7TJ NO319083 | 1800035338940
X | END030 - Component - END030.3.1 | [13 empty] | DSR | [21 empty] | Load Response – Automated. Dispatch via Proprietary Panel encompassing industrial computer, smart meters, smart I/O &/or serial comms. Kettle - Orkie, ORKIE, Freuchie, Cupar, KY7 7HY NO292072 | 1800035338861
X | END030 - Component - END030.19.1 | [13 empty] | DSR | [21 empty] | Load Response – Automated. Dispatch via Proprietary Panel encompassing industrial computer, smart meters, smart I/O &/or serial comms. Coldmove - Oswestry, Glovers Meadow Industrial Estate, Glovers Meadow, Oswestry SY10 8JN, UK SJ300284 | 1300035369324
1 | END031 | T-4 | Capacity Auction | 2024 | GridBeyond Limited |  | END031 |  | 01923431638 | secondary.trading@gridbeyond.com | Distribution | Non CMRS | Unproven DSR CMU | DSR |  |  | Prequalified | Opt-In |  | 1 | Yes |  |  |  | 0 |  | 4.967 | 6.354 | 3.936 | 3.936 |  |  |  | 7.011 |  |  | Load Response – Automated. Dispatch via Proprietary Panel encompassing industrial computer, smart meters, smart I/O &/or serial comms. Fowler Welch - Site 1, W Marsh Rd, Spalding PE11 2HR, UK TF256242 |  | 30/07/2020 |  | Post Auction DSR Test | No | No | Yes | Metering Option (a) (Supplier Settlement Metering Configuration Solution) | No |  |  | No | [7 empty] | No | Yes | 1 |  | Yes | 1
X | END031 - Component - END031.5 | [13 empty] | DSR | [21 empty] | Load Response – Automated. Dispatch via Proprietary Panel encompassing industrial computer, smart meters, smart I/O &/or serial comms. William Lee - Site 2, Callywhite Lane, Dronfield, S182XU SK359782 | 2380001448630
X | END031 - Component - END031.6 | [13 empty] | DSR | [21 empty] | Load Response – Automated. Dispatch via Proprietary Panel encompassing industrial computer, smart meters, smart I/O &/or serial comms. William Lee - Site 3, Callywhite Lane, Dronfield, S182XU SK359782 | 2380001448649
X | END031 - Component - END031.7 | [13 empty] | DSR | [21 empty] | Load Response – Automated. Dispatch via Proprietary Panel encompassing industrial computer, smart meters, smart I/O &/or serial comms. William Lee - Site 4, Callywhite Lane, Dronfield, S182XU SK359782 | 2380001448658
X | END031 - Component - END031.8 | [13 empty] | DSR | [21 empty] | Load Response – Automated. Dispatch via Proprietary Panel encompassing industrial computer, smart meters, smart I/O &/or serial comms. William Lee - Site 5, Callywhite Lane, Dronfield, S182XU SK359782 | 2380001448611
X | END031 - Component - END031.4.1 | [13 empty] | DSR | [21 empty] | Load Response – Automated. Dispatch via Proprietary Panel encompassing industrial computer, smart meters, smart I/O &/or serial comms. William Lee - Site 1, Callywhite Lane, Dronfield, S182XU SK359782 | 2380001448620
2 | END033 | T-4 | Capacity Auction | 2024 | GridBeyond Limited |  | END033 |  | 01923431638 | secondary.trading@gridbeyond.com | Distribution | Non CMRS | Unproven DSR CMU | DSR |  |  | Prequalified | Opt-In |  | 1 | Yes |  |  |  | 55000 |  | 13.887 |  | 11 | 11 |  |  |  | 11 | [7 empty] | Yes | [14 empty] | Deferred | Yes | 1 |  | Yes | 1
X | END033 - Component - END033.2 | [13 empty] | DSR | [21 empty] | Load Response – Automated. Dispatch via Proprietary Panel encompassing industrial computer, smart meters, smart I/O &/or serial comms. Placeholder component for empty Unproven DSR CMU - Load Reduction upon instruction TBC TBC
1 | END034 | T-4 | Capacity Auction | 2024 | GridBeyond Limited |  | END034 |  | 01923431638 | secondary.trading@gridbeyond.com | Distribution | Non CMRS | Unproven DSR CMU | DSR |  |  | Prequalified | Opt-In |  | 1 | Yes |  |  |  | 15000 |  | 3.787 |  | 3 | 3 |  |  |  | 3 | [7 empty] | Yes | [14 empty] | Deferred | Yes | 1 |  | Yes | 1
X | END034 - Component - END034.2 | [13 empty] | DSR | [21 empty] | Load Response – Automated. Dispatch via Proprietary Panel encompassing industrial computer, smart meters, smart I/O &/or serial comms. Placeholder component for empty Unproven DSR CMU - Load Reduction upon instruction TBC TBC
2 | END035 | T-4 | Capacity Auction | 2024 | GridBeyond Limited |  | END035 |  | 01923431638 | secondary.trading@gridbeyond.com | Distribution | Non CMRS | Unproven DSR CMU | DSR |  |  | Prequalified | Opt-In |  | 1 | Yes |  |  |  | 9250 |  | 2.336 |  | 1.85 | 1.85 |  |  |  | 1.85 | [7 empty] | Yes | [14 empty] | Deferred | Yes | 1 |  | Yes | 1
X | END035 - Component - END035.2 | [13 empty] | DSR | [21 empty] | Load Response – Automated. Dispatch via Proprietary Panel encompassing industrial computer, smart meters, smart I/O &/or serial comms. Placeholder component for empty Unproven DSR CMU - Load Reduction upon instruction TBC TBC
1 | END036 | T-4 | Capacity Auction | 2024 | GridBeyond Limited |  | END036 |  | 01923431638 | secondary.trading@gridbeyond.com | Distribution | Non CMRS | Unproven DSR CMU | DSR |  |  | Prequalified | Opt-In |  | 1 | Yes |  |  |  | 50850 |  | 12.839 |  | 10.17 | 10.17 |  |  |  | 10.17 | [7 empty] | Yes | [14 empty] | Deferred | Yes | 1 |  | Yes | 1
X | END036 - Component - END036.2 | [13 empty] | DSR | [21 empty] | Load Response – Automated. Dispatch via Proprietary Panel encompassing industrial computer, smart meters, smart I/O &/or serial comms. Placeholder component for empty Unproven DSR CMU - Load Reduction upon instruction TBC TBC
2 | END037 | T-4 | Capacity Auction | 2024 | GridBeyond Limited |  | END037 |  | 01923431638 | secondary.trading@gridbeyond.com | Distribution | Non CMRS | Unproven DSR CMU | DSR |  |  | Prequalified | Opt-In |  | 1 | Yes |  |  |  | 0 |  | 8.711 |  | 6.9 | 6.9 |  |  |  | 6.9 | [7 empty] | Yes | [14 empty] | Deferred | Yes | 1 |  | No | N/A
X | END037 - Component - END037.2 | [13 empty] | DSR | [21 empty] | Load Response – Automated. Dispatch via Proprietary Panel encompassing industrial computer, smart meters, smart I/O &/or serial comms. Placeholder component for empty Unproven DSR CMU - Load Reduction upon instruction TBC TBC
1 | END038 | T-4 | Capacity Auction | 2024 | GridBeyond Limited |  | END038 |  | 01923431638 | secondary.trading@gridbeyond.com | Distribution | Non CMRS | Unproven DSR CMU | DSR |  |  | Prequalified | Opt-In |  | 1 | Yes |  |  |  | 0 |  | 31.562 |  | 25 | 25 |  |  |  | 25 | [7 empty] | Yes | [14 empty] | Deferred | Yes | 1 |  | No | N/A
X | END038 - Component - END038.2 | [13 empty] | DSR | [21 empty] | Load Response – Automated. Dispatch via Proprietary Panel encompassing industrial computer, smart meters, smart I/O &/or serial comms. TBC TBC
2 | END039 | T-4 | Capacity Auction | 2024 | GridBeyond Limited |  | END039 |  | 01923431638 | secondary.trading@gridbeyond.com | Distribution | Non CMRS | Unproven DSR CMU | DSR |  |  | Prequalified | Opt-In |  | 1 | Yes |  |  |  | 0 |  | 37.874 |  | 30 | 30 |  |  |  | 30 | [7 empty] | Yes | [14 empty] | Deferred | Yes | 1 |  | No | N/A
X | END039 - Component - END039.2 | [13 empty] | DSR | [21 empty] | Load Response – Automated. Dispatch via Proprietary Panel encompassing industrial computer, smart meters, smart I/O &/or serial comms. TBC TBC
1 | ENDE24 | T-4 | Capacity Auction | 2024 | HB197END Ltd |  | Enderby | Harbour Energy Development Ltd | 02039181382 | info@harbourenergy.co.uk | Transmission | CMRS | New Build Generating CMU | Storage - Battery |  | Yes | Prequalified | Opt-In |  | 15 |  | Yes |  |  | 0 |  | 49.5 |  |  | 24.067 |  |  |  | 24.261 | [7 empty] | Yes | [14 empty] | Deferred | Yes | 15 |  | No | N/A
X | ENDE24 - Component - ENDE24 | [13 empty] | Storage (Duration 2h) | [21 empty] | A Battery Energy Storage System. Land at Enderby Substation, Beggars Lane, Leicester, LE19 4AD SK 531 004
2 | ENEL02 | T-4 | Capacity Auction | 2024 | Tynemouth Battery Storage Limited |  | ENEL_TESL | Gresham House Energy Storage Fund plc | 02039030565 | j.otoole@greshamhouse.com | Distribution | Non CMRS | Existing Generating CMU |  |  | Yes |  | Opt-Out | Operational throughout the relevant Delivery Year | [14 empty] | 3.095 | [7 empty] | No | No | Yes | Metering Option (a) (Supplier Settlement Metering Configuration Solution) | No |  |  | No | [7 empty] | N/A
X | ENEL02 - Component - EFR-TMOU | [13 empty] | Storage (Duration 0.5h) | [21 empty] | 25 MW storage site using Lithium Ion Batteries Unit G, Algernon Industrial Estate, North Shields, Tyne And Wear, NE27 0NB, United Kingdom NZ 318 701 | 2000057054148 2000057053766
1 | EPLAGA | T-4 | Capacity Auction | 2024 | EP Langage Limited |  | T_LAGA-1 | EP UK Investments Ltd | 02038264900 | capacitymarket@epuki.co.uk | Transmission | CMRS | Existing Generating CMU | Gas |  |  | Prequalified | Opt-In |  | 1 |  |  |  |  | 0 |  | 905 |  |  | 814.5 |  |  |  | 814.5 | [7 empty] | No |  |  |  | No | [10 empty] | No | N/A | 1 |  | Yes | 1
X | EPLAGA - Component - T_LAGA-1 | [13 empty] | Combined Cycle Gas Turbine (CCGT) | [21 empty] | EP Langage Power Station is a Combined Cycle Gas Turbine (CCGT) electricity generating station. EP Langage Power Station, Holland Road, Plymouth, PL7 5AW. SX 571 563
2 | EPSHBA | T-4 | Capacity Auction | 2024 | EP SHB Limited |  | South Humber Bank | EP UK Investments Ltd | 02038264900 | capacitymarket@epuki.co.uk | Transmission | CMRS | Existing Generating CMU | Gas |  |  | Prequalified | Opt-In |  | 1 |  |  |  |  | 0 |  | 1400 |  |  | 1260 |  |  |  | 1260 | [7 empty] | No |  |  |  | No | [10 empty] | No | N/A | 1 |  | Yes | 1
X | EPSHBA - Component - T_SHBA-1 | [13 empty] | Combined Cycle Gas Turbine (CCGT) | [21 empty] | EP Humber Power Station Phase 1 is a Combined Cycle Gas Turbine (CCGT) electricity generating station. EP Humber Power Station, South Marsh Road, Stallingborough, DN41 8BZ. TA 227 134
X | EPSHBA - Component - T_SHBA-2 | [13 empty] | Combined Cycle Gas Turbine (CCGT) | [21 empty] | EP Humber Power Station Phase 2 is a Combined Cycle Gas Turbine (CCGT) electricity generating station. EP Humber Power Station, South Marsh Road, Stallingborough, DN41 8BZ TA 227 134
1 | ERR124 | T-4 | Capacity Auction | 2024 | SSE Generation Limited |  | Errochty 1 | SSE plc | 01738453407 | CMSecondaryTrading@sse.com | Transmission | CMRS | Existing Generating CMU | Hydro |  |  | Prequalified | Opt-In |  | 1 |  |  |  |  | 0 |  | 25.148 |  |  | 22.882 |  |  |  | 22.882 | [7 empty] | No |  |  |  | No | [10 empty] | No | N/A | 1 |  | Yes | 1
X | ERR124 - Component - T_ERRO-1 | [13 empty] | Hydro | [21 empty] | Generating Unit 1 Errochty Power Station, Tummel Bridge, Pitlochry, PH16 5NT NN 772 593
2 | ERR224 | T-4 | Capacity Auction | 2024 | SSE Generation Limited |  | Errochty 2 | SSE plc | 01738453407 | CMSecondaryTrading@sse.com | Transmission | CMRS | Existing Generating CMU | Hydro |  |  | Prequalified | Opt-In |  | 1 |  |  |  |  | 0 |  | 25.127 |  |  | 22.863 |  |  |  | 22.863 | [7 empty] | No |  |  |  | No | [10 empty] | No | N/A | 1 |  | Yes | 1
X | ERR224 - Component - T_ERRO-2 | [13 empty] | Hydro | [21 empty] | Generating Unit 2 Errochty Power Station, Tummel Bridge, Pitlochry, PH16 5NT NN 772 593
1 | ERR324 | T-4 | Capacity Auction | 2024 | SSE Generation Limited |  | Errochty 3 | SSE plc | 01738453407 | CMSecondaryTrading@sse.com | Transmission | CMRS | Existing Generating CMU | Hydro |  |  | Prequalified | Opt-In |  | 1 |  |  |  |  | 0 |  | 25.191 |  |  | 22.921 |  |  |  | 22.921 | [7 empty] | No |  |  |  | No | [10 empty] | No | N/A | 1 |  | Yes | 1
X | ERR324 - Component - T_ERRO-3 | [13 empty] | Hydro | [21 empty] | Generating Unit 3 Errochty Power Station, Tummel Bridge, Pitlochry, PH16 5NT NN 772 593
2 | EWIC18 | T-4 | Capacity Auction | 2024 | EirGrid Interconnector Designated Activity Company |  | EWIC | EirGrid plc | 0035312370000 | info@eirgrid.com | Transmission | CMRS | Existing Interconnector CMU | Interconnector |  |  | Prequalified | Opt-In |  | 1 |  |  |  |  | 0 |  | 500 |  |  | 245 |  |  |  | 245 | [7 empty] | No | [13 empty] | No | No | N/A | 1 |  | Yes | 1
X | EWIC18 - Component - I_IEG-EWIC1 | [13 empty] | EWIC (Ireland) | [21 empty] | The East West Interconnector (EWIC) is a 400kV HVDC link between Connah's Quay in Wales and Woodland in Ireland. Connah's Quay 400 kV Substation, Kelsterton Lane, Connah’s Quay, Flintshire, North Wales, CH5 4BP SJ 283 705
1 | EXCA07 | T-4 | Capacity Auction | 2024 | RYDBERG DEVELOPMENT COMPANY LIMITED |  | EXCALIBUR | Hartree Partners Power Holdings (UK) Limited | 02072017165 | PowerOps@HartreePartners.com | Distribution | Non CMRS | New Build Generating CMU | Gas |  |  | Prequalified | Opt-In |  | 15 |  | Yes | Yes |  | 76180 |  | 8 |  |  | 7.618 |  |  |  | 7.618 | [7 empty] | Yes | [14 empty] | Deferred | Yes | 15 |  | Yes | 15
X | EXCA07 - Component - 000001 | [13 empty] | Reciprocating engines | [21 empty] | New build power station comprised of multiple reciprocating engines. Excalibur Road, Beacons Park, Gorleston, Great Yarmouth, Norfolk NR31 7RQ TG 516 017
2 | EXCA08 | T-4 | Capacity Auction | 2024 | RYDBERG DEVELOPMENT COMPANY LIMITED |  | EXCALIBUR | Hartree Partners Power Holdings (UK) Limited | 02072017165 | PowerOps@HartreePartners.com | Distribution | Non CMRS | New Build Generating CMU | Gas |  |  | Prequalified | Opt-In |  | 15 |  | Yes | Yes |  | 57130 |  | 6 |  |  | 5.713 |  |  |  | 5.713 | [7 empty] | Yes | [14 empty] | Deferred | Yes | 15 |  | Yes | 15
X | EXCA08 - Component - 000001 | [13 empty] | Reciprocating engines | [21 empty] | New build power station comprised of multiple reciprocating engines. Excalibur Road, Beacons Park, Gorleston, Great Yarmouth, Norfolk NR31 7RQ TG 516 017
1 | EXET20 | T-4 | Capacity Auction | 2024 | Viridor Waste Management Limited |  | Exeter ERF | Viridor Waste Limited | 01869879497 | CapacityMarket@viridor.co.uk | Distribution | Non CMRS | Existing Generating CMU | Waste |  |  | Prequalified | Opt-In |  | 1 |  |  |  |  | 0 |  | 4.002 |  |  | 3.394 |  |  |  | 3.394 | [7 empty] | No | No | Yes | Metering Option (a) (Supplier Settlement Metering Configuration Solution) | No |  |  | No | [7 empty] | No | N/A | 1 |  | Yes | 1
X | EXET20 - Component - EXET20 | [13 empty] | Energy from Waste | [21 empty] | Energy from Waste Facility which exports at between 3 MW and 4 MW subject to calorific value of waste and biogenic content. Located in Grace Road, Exeter. Exeter ERF, Grace Road South, Exeter EX2 8QE SX 926 905 | 2200042259527
2 | EXET24 | T-4 | Capacity Auction | 2024 | Whitetower Energy Limited |  | Exeter Power | Whitetower Holdings UK Limited | 07740634428 | michael.strutt@wtenergyltd.com | Distribution | Non CMRS | Existing Generating CMU | Gas |  |  | Prequalified | Opt-In |  | 1 |  |  |  |  | 0 |  | 47.86 |  |  | 45.572 |  |  |  | 45.572 | [7 empty] | No | No | Yes | Metering Option (a) (Supplier Settlement Metering Configuration Solution) | No |  |  | No | [7 empty] | No | N/A | 1 |  | Yes | 1
X | EXET24 - Component - Turb-1 | [13 empty] | Open Cycle Gas Turbine (OCGT) | [21 empty] | Existing OCGT. Marsh Green Industrial Park Marsh Barton Trading Estate Exeter Devon EX2 8NY SX924907
1 | EXL201 | T-4 | Capacity Auction | 2024 | Limejump Ltd |  | EXL201 | Shell Petroleum Company Limited(The) | 02083966848 | capacitymarket@limejump.com | Distribution | Non CMRS | Existing Generating CMU | Gas |  |  | Prequalified | Opt-In |  | 1 |  |  |  |  | 0 |  | 14.71 |  |  | 13.239 |  |  |  | 13.239 | [7 empty] | No | No | No | Metering Option (b) (Bespoke Metering Configuration Solution) | No | No |  |  |  | Yes |  | CT 0.34%, VTs 0.5%, Meter (Elster A1700 Class 1) 0.2%= Total 1.04% | Yes |  |  | Provided | N/A | 1 |  | Yes | 1
X | EXL201 - Component - EXL201 | [13 empty] | Combined Heat and Power (CHP) | [21 empty] | 14.710 MW CHP generation Cowie Sterling FK7 7BQ NS 837 888
2 | EXL202 | T-4 | Capacity Auction | 2024 | Limejump Ltd |  | EXL202 | Shell Petroleum Company Limited(The) | 02083966848 | capacitymarket@limejump.com | Distribution | Non CMRS | Existing Generating CMU | Gas |  |  | Prequalified | Opt-In |  | 1 |  |  |  |  | 0 |  | 1 |  |  | 0.9 |  |  |  | 0.9 | [7 empty] | Yes | [14 empty] | Deferred | N/A | 1 |  | Yes | 1
X | EXL202 - Component - EXL202 | [13 empty] | Combined Heat and Power (CHP) | [21 empty] | 1 MW CHP generation Barnsley Facilities Services Limited Estates & Facilities Department Gawber Road Barnsley S75 2EP SE 332 069
1 | EXL203 | T-4 | Capacity Auction | 2024 | Limejump Ltd |  | EXL203 | Shell Petroleum Company Limited(The) | 02083966848 | capacitymarket@limejump.com | Distribution | Non CMRS | Existing Generating CMU | Gas |  |  | Prequalified | Opt-In |  | 1 |  |  |  |  | 0 |  | 8.3 |  |  | 7.47 |  |  |  | 7.47 | [7 empty] | No | No | No | Metering Option (b) (Bespoke Metering Configuration Solution) | No | No |  |  |  | Yes |  | VT accuracy 1%, CTs 0.21% and meter 0.11% giving an overall accuracy of 1.33% | Yes |  |  | Provided | N/A | 1 |  | Yes | 1
X | EXL203 - Component - EXL203 | [13 empty] | Combined Heat and Power (CHP) | [21 empty] | 8.3MW Gas Turbine installation Smurfit Kappa SSK, Mount Street, Nechells, Birmingham B7 5RE SP 093 887
2 | EXL204 | T-4 | Capacity Auction | 2024 | Limejump Ltd |  | EXL204 | Shell Petroleum Company Limited(The) | 02083966848 | capacitymarket@limejump.com | Distribution | Non CMRS | Existing Generating CMU | Gas |  |  | Prequalified | Opt-In |  | 1 |  |  |  |  | 0 |  | 3.35 |  |  | 3.015 |  |  |  | 3.015 | [7 empty] | No | Yes | No | Metering Option (b) (Bespoke Metering Configuration Solution) | No | No |  |  |  | Yes |  | CT (0.5%) + VT (0.5%) + meter (0.5%)=1.5% | Yes |  |  | Provided | N/A | 1 |  | Yes | 1
X | EXL204 - Component - EXL204 | [13 empty] | Combined Heat and Power (CHP) | [21 empty] | 3.350 MW gas engine CHP plant Frozen Foods Factory Supply, Whapload Primary substation, Rear of 203 Whapload Road, Lowestoft, Suffolk NR32 1XQ TM 553 936
1 | EYRE24 | T-4 | Capacity Auction | 2024 | EYRE STREET POWER LIMITED |  | Eyre Street | Balance Power Projects Limited | 01519580431 | enquiries@balancepower.co.uk | Distribution | Non CMRS | New Build Generating CMU | Gas |  |  | Not Prequalified | Opt-In |  | 15 |  | Yes | Yes |  | 66650 | Yes | 7 |  |  | 6.665 |  |  |  | 6.665 | [7 empty] | Yes | [14 empty] | Deferred
X | EYRE24 - Component - EYRE24 | [13 empty] | Reciprocating engines | [21 empty] | A gas fuelled electrical power generating unit comprising multiple reciprocating engines Eyre Street, Birmingham, B18 7AD SP 051 874
2 | F18005 | T-4 | Capacity Auction | 2024 | Flexitricity Limited |  | FLEX05 | RESERVE POWER HOLDINGS (JERSEY) LIMITED | 01312218100 | info@flexitricity.com | Distribution | Non CMRS | Existing Generating CMU | Gas |  |  | Prequalified | Opt-In |  | 1 |  |  |  |  | 0 |  | 6 |  |  | 5.4 |  |  |  | 5.4 | [7 empty] | No | No | No | Metering Option (b) (Bespoke Metering Configuration Solution) | No | No |  |  |  | Yes |  | 0.5% | Yes |  |  | Provided | N/A | 1 |  | Yes | 1
X | F18005 - Component - 005001 | [13 empty] | Combined Heat and Power (CHP) | [21 empty] | District heating implementation of two gas CHP engines with no auxilliary load 323 Avebury Boulevard, MILTON KEYNES MK9 2GA SP 849 384 | 1160001070680 - Export 1160001070671 - Import
1 | F18007 | T-4 | Capacity Auction | 2024 | Flexitricity Limited |  | FLEX07 | RESERVE POWER HOLDINGS (JERSEY) LIMITED | 01312218100 | info@flexitricity.com | Distribution | Non CMRS | Existing Generating CMU | Gas |  |  | Prequalified | Opt-In |  | 1 |  |  |  |  | 0 |  | 3.611 |  |  | 3.25 |  |  |  | 3.25 | [7 empty] | No | No | Yes | Metering Option (a) (Supplier Settlement Metering Configuration Solution) | No |  |  | No | [7 empty] | No | N/A | 1 |  | Yes | 1
X | F18007 - Component - 007001 | [13 empty] | Combined Heat and Power (CHP) | [21 empty] | Two gas CHP in a horticultural environment with no aux load Runcton Nursery, Lagness Road, Chichester PO20 1LJ SU 889 021 | 2000050522480
2 | F18009 | T-4 | Capacity Auction | 2024 | Flexitricity Limited |  | FLEX09 | RESERVE POWER HOLDINGS (JERSEY) LIMITED | 01312218100 | info@flexitricity.com | Distribution | Non CMRS | Existing Generating CMU | Gas |  |  | Prequalified | Opt-In |  | 1 |  |  |  |  | 0 |  | 4.5 |  |  | 4.05 |  |  |  | 4.05 | [7 empty] | No | No | Yes | Metering Option (a) (Supplier Settlement Metering Configuration Solution) | No |  |  | No | [7 empty] | No | N/A | 1 |  | No | N/A
X | F18009 - Component - 009001 | [13 empty] | Combined Heat and Power (CHP) | [21 empty] | Gas CHP engines in commercial horticultural usage with no auxilliary load 46 Station Road Stokesley Middlesbrough TS9 7AA NZ 531 080 | 1507432349996 - Export 1570000106212 - Import
1 | F18010 | T-4 | Capacity Auction | 2024 | Flexitricity Limited |  | FLEX10 | RESERVE POWER HOLDINGS (JERSEY) LIMITED | 01312218100 | info@flexitricity.com | Distribution | Non CMRS | Existing Generating CMU | Gas |  |  | Prequalified | Opt-In |  | 1 |  |  |  |  | 0 |  | 2.931 |  |  | 2.638 |  |  |  | 2.7 | [7 empty] | No | No | Yes | Metering Option (a) (Supplier Settlement Metering Configuration Solution) | No |  |  | No | [7 empty] | No | N/A | 1 |  | Yes | 1
X | F18010 - Component - 010001 | [13 empty] | Combined Heat and Power (CHP) | [21 empty] | Gas engines in commercial horticultural environment with no auxilliary load. All generation unit capacities are nominal and allow for site-specific variations Galley Hill Road Waltham Abbey Essex EN9 2AG TL 393 014 | 1023485611887 - Export 1023485611655 - Import
2 | F18011 | T-4 | Capacity Auction | 2024 | Flexitricity Limited |  | FLEX11 | RESERVE POWER HOLDINGS (JERSEY) LIMITED | 01312218100 | info@flexitricity.com | Distribution | Non CMRS | Existing Generating CMU | Gas |  |  | Prequalified | Opt-In |  | 1 |  |  |  |  | 0 |  | 3.137 |  |  | 2.823 |  |  |  | 2.845 | [7 empty] | No | No | Yes | Metering Option (a) (Supplier Settlement Metering Configuration Solution) | No |  |  | No | [7 empty] | No | N/A | 1 |  | Yes | 1
X | F18011 - Component - 011001 | [13 empty] | Combined Heat and Power (CHP) | [21 empty] | Gas engines in commercial horticultural environment with no auxilliary load. All generation unit capacities are nominal and allow for site-specific variations Tower Nurseries Netherhall Road Roydon Essex CM19 5JP TL 398 081 | 1023485610730 - Export 1023485610509 - Import
1 | F18024 | T-4 | Capacity Auction | 2024 | Flexitricity Limited |  | F18024 | RESERVE POWER HOLDINGS (JERSEY) LIMITED | 01312218100 | info@flexitricity.com | Distribution | Non CMRS | Existing Generating CMU | Gas |  |  | Prequalified | Opt-In |  | 1 |  |  |  |  | 0 |  | 4.501 |  |  | 4.052 |  |  |  | 4.308 | [7 empty] | No | No | Yes | Metering Option (a) (Supplier Settlement Metering Configuration Solution) | No |  |  | No | [7 empty] | No | N/A | 1 |  | Yes | 1
X | F18024 - Component - 024001 | [13 empty] | Combined Heat and Power (CHP) | [21 empty] | District heating implementation with one asset 1.013MW exporting excess capacity to distribution network. Primary fuel type = Natural Gas. All generation unit capacities are nominal and allow for site-specific variations. Ashgrove Road West, Aberdeen AB16 5UL NJ 910 071 | 1700052862223
X | F18024 - Component - 024002 | [13 empty] | Combined Heat and Power (CHP) | [21 empty] | District heating implementation with one asset 1.943MW exporting excess to distribution network. Primary fuel type = Natural Gas. All generation unit capacities are nominal and allow for site-specific variations. School Road, Aberdeen AB24 1TU NJ 945 083 | 1700052007843
X | F18024 - Component - 024003 | [13 empty] | Combined Heat and Power (CHP) | [21 empty] | District heating implementation with one asset 0.996MW exporting excess to distribution network, Primary fuel type = Natural Gas. All generation unit capacities are nominal and allow for site-specific variations. Montgomery Road, Aberdeen AB24 2YA NJ 929 092 | 1700052855138
X | F18024 - Component - 024004 | [13 empty] | Combined Heat and Power (CHP) | [21 empty] | District heating implementation with one asset 1MW and no auxiliary load Beach Esplanade, Aberdeen AB24 5NR NJ 952 072 | 1700053034918
2 | F18034 | T-4 | Capacity Auction | 2024 | Flexitricity Limited |  | FLEX34 | RESERVE POWER HOLDINGS (JERSEY) LIMITED | 01312218100 | info@flexitricity.com | Distribution | Non CMRS | Existing Generating CMU | Gas |  |  | Prequalified | Opt-In |  | 1 |  |  |  |  | 0 |  | 3.355 |  |  | 3.02 |  |  |  | 3.02 | [7 empty] | No | No | Yes | Metering Option (a) (Supplier Settlement Metering Configuration Solution) | No |  |  | No | [7 empty] | No | N/A | 1 |  | Yes | 1
X | F18034 - Component - 034001 | [13 empty] | Combined Heat and Power (CHP) | [21 empty] | The component consists of gas CHP 3355kW servicing the electricity and heat requirements for Melrow Nursery, one of the horticultural sites which trades at Flavourfresh Salads. The generation unit capacity is nominal and allows for site-specific variations. Melrow Nursery, Rydings Lane, Southport PR9 8EB SD 406 217 | 1640000703508
1 | F18036 | T-4 | Capacity Auction | 2024 | Flexitricity Limited |  | FLEX36 | RESERVE POWER HOLDINGS (JERSEY) LIMITED | 01312218100 | info@flexitricity.com | Distribution | Non CMRS | Existing Generating CMU | Gas |  |  | Prequalified | Opt-In |  | 1 |  |  |  |  | 0 |  | 4.064 |  |  | 3.658 |  |  |  | 3.658 | [7 empty] | No | No | Yes | Metering Option (a) (Supplier Settlement Metering Configuration Solution) | No |  |  | No | [7 empty] | No | N/A | 1 |  | Yes | 1
X | F18036 - Component - 036001 | [13 empty] | Combined Heat and Power (CHP) | [21 empty] | Energy Centre with gas CHP engines providing district heating and power to local community. All generation unit capacities are nominal and allow for site-specific variations. 9 Handyside St, Kings Cross, London N1C 4BH TQ 301 836 | 2400001129561 2400001129570
2 | F19003 | T-4 | Capacity Auction | 2024 | Flexitricity Limited |  | FLEX03 | RESERVE POWER HOLDINGS (JERSEY) LIMITED | 01312218100 | info@flexitricity.com | Distribution | Non CMRS | Existing Generating CMU | Gas |  |  | Prequalified | Opt-In |  | 1 |  |  |  |  | 0 |  | 5.437 |  |  | 4.893 |  |  |  | 4.893 | [7 empty] | No | No | No | Metering Option (b) (Bespoke Metering Configuration Solution) | No | No |  |  |  | Yes |  | NA | Yes |  |  | Yes | N/A | 1 |  | Yes | 1
X | F19003 - Component - 003001 | [13 empty] | Combined Heat and Power (CHP) | [21 empty] | Two CHP engines in horticultural environment with no auxilliary load Barrow Man Road Birchington Kent CT7 0AX TR 288 669
1 | F19004 | T-4 | Capacity Auction | 2024 | Flexitricity Limited |  | FLEX04 | RESERVE POWER HOLDINGS (JERSEY) LIMITED | 01312218100 | info@flexitricity.com | Distribution | Non CMRS | Existing Generating CMU | Gas |  |  | Prequalified | Opt-In |  | 1 |  |  |  |  | 0 |  | 6.815 |  |  | 6.134 |  |  |  | 6.134 | [7 empty] | No | No | No | Metering Option (b) (Bespoke Metering Configuration Solution) | No | No |  |  |  | Yes |  | NA | Yes |  |  | Yes | N/A | 1 |  | Yes | 1
X | F19004 - Component - 004001 | [13 empty] | Combined Heat and Power (CHP) | [21 empty] | Two CHP gas engines in commercial horticultural environment with no auxilliary load Plot 4 Thanet Earth, Barrow Man Road Birchington Kent CT7 0AX TR 288 669
2 | F19019 | T-4 | Capacity Auction | 2024 | Flexitricity Limited |  | FLEX19 | RESERVE POWER HOLDINGS (JERSEY) LIMITED | 01312218100 | info@flexitricity.com | Distribution | Non CMRS | Existing Generating CMU | Gas |  |  | Prequalified | Opt-In |  | 1 |  |  |  |  | 0 |  | 3.425 |  |  | 3.083 |  |  |  | 3.083 | [7 empty] | No | No | No | Metering Option (b) (Bespoke Metering Configuration Solution) | No | No |  |  |  | Yes |  | NA | Yes |  |  | Yes | N/A | 1 |  | Yes | 1
X | F19019 - Component - 019001 | [13 empty] | Combined Heat and Power (CHP) | [21 empty] | One CHP engine in a horticultural environment with no auxilliary load. Plot 5, Barrow Man Road, Birchington Kent CT7 0AX TR 288 669
1 | F19027 | T-4 | Capacity Auction | 2024 | Flexitricity Limited |  | FLEX27 | RESERVE POWER HOLDINGS (JERSEY) LIMITED | 01312218100 | info@flexitricity.com | Distribution | Non CMRS | Existing Generating CMU | Gas |  |  | Prequalified | Opt-In |  | 1 |  |  |  |  | 0 |  | 10 |  |  | 9 |  |  |  | 9 | [7 empty] | No | No | Yes | Metering Option (a) (Supplier Settlement Metering Configuration Solution) | No |  |  | No | [7 empty] | No | N/A | 1 |  | Yes | 1
X | F19027 - Component - 027001 | [13 empty] | Combined Heat and Power (CHP) | [21 empty] | Four CHP engines in a horticultural environment with no auxilliary load. All generation unit capacities are nominal and allow for site-specific variations. The Old Airfield, City Fields Way, Tangmere, Chichester West Sussex PO20 2FT SU 915 062
2 | F19029 | T-4 | Capacity Auction | 2024 | Flexitricity Limited |  | FLEX29 | RESERVE POWER HOLDINGS (JERSEY) LIMITED | 01312218100 | info@flexitricity.com | Distribution | Non CMRS | Existing Generating CMU | Gas |  |  | Prequalified | Opt-In |  | 1 |  |  |  |  | 0 |  | 3.357 |  |  | 3.021 |  |  |  | 3.077 | [7 empty] | No | No | Yes | Metering Option (a) (Supplier Settlement Metering Configuration Solution) | No |  |  | No | [7 empty] | No | N/A | 1 |  | Yes | 1
X | F19029 - Component - 029001 | [13 empty] | Combined Heat and Power (CHP) | [21 empty] | CHP engine in a horticultural environment, natural gas, no aux load Plot 6 Barrow Man Road, Birchington CT7 0AX TR 288 669
1 | F19039 | T-4 | Capacity Auction | 2024 | Flexitricity Limited |  | FLEX39 | RESERVE POWER HOLDINGS (JERSEY) LIMITED | 01312218100 | info@flexitricity.com | Distribution | Non CMRS | Existing Generating CMU | Gas |  |  | Prequalified | Opt-In |  | 1 |  |  |  |  | 0 |  | 3.347 |  |  | 3.012 |  |  |  | 3.012 | [7 empty] | No | No | No | Metering Option (b) (Bespoke Metering Configuration Solution) | No | No |  |  |  | Yes |  | NA | Yes |  |  | Yes | N/A | 1 |  | Yes | 1
X | F19039 - Component - 039001 | [13 empty] | Combined Heat and Power (CHP) | [21 empty] | Gas CHP in a horticultural environment providing heat & electricity to site and exporting excess. Plot 3, Barrow Man Road, Birchington CT7 0AX TR 288 669
2 | F19109 | T-4 | Capacity Auction | 2024 | Flexitricity Limited |  | FLEX109 | RESERVE POWER HOLDINGS (JERSEY) LIMITED | 01312218100 | info@flexitricity.com | Distribution | Non CMRS | Existing Generating CMU | Gas |  |  | Prequalified | Opt-In |  | 1 |  |  |  |  | 0 |  | 2.935 |  |  | 2.642 |  |  |  | 2.817 | [7 empty] | No | No | Yes | Metering Option (a) (Supplier Settlement Metering Configuration Solution) | No |  |  | No | [7 empty] | No | N/A | 1 |  | Yes | 1
X | F19109 - Component - 109001 | [13 empty] | Combined Heat and Power (CHP) | [21 empty] | One asset 1.13MW CHP engine in a horticultural environment with no auxiliary load. Sandylands Nurseries, The Cross, Offenham, Evesham Worcestershire WR11 8RB SP 060 455
X | F19109 - Component - 109002 | [13 empty] | Combined Heat and Power (CHP) | [21 empty] | One asset 2.0MW CHP engine in a horticultural environment with no auxiliary load. Lansdale Nursery, Jacksmere Lane, Scarisbrick, Ormskirk, Lancs L40 9RT SD 373 134
1 | F20001 | T-4 | Capacity Auction | 2024 | Flexitricity Limited |  | FLEX01 | RESERVE POWER HOLDINGS (JERSEY) LIMITED | 01312218100 | info@flexitricity.com | Distribution | Non CMRS | Existing Generating CMU | Gas |  |  | Prequalified | Opt-In |  | 1 |  |  |  |  | 0 |  | 5.693 |  |  | 5.124 |  |  |  | 5.124 | [7 empty] | No | No | Yes | Metering Option (a) (Supplier Settlement Metering Configuration Solution) | No |  |  | No | [7 empty] | No | N/A | 1 |  | No | N/A
X | F20001 - Component - 001001 | [13 empty] | Combined Heat and Power (CHP) | [21 empty] | 6 CHP engines horticultural environment with no auxiliiary load High Street, Waterham, nr Faversham, Kent ME13 9EJ TR 076 627
2 | F20002 | T-4 | Capacity Auction | 2024 | Flexitricity Limited |  | FLEX02 | RESERVE POWER HOLDINGS (JERSEY) LIMITED | 01312218100 | info@flexitricity.com | Distribution | Non CMRS | Existing Generating CMU | Gas |  |  | Prequalified | Opt-In |  | 1 |  |  |  |  | 0 |  | 5.525 |  |  | 4.972 |  |  |  | 5.031 | [7 empty] | Yes | [14 empty] | Deferred | N/A | 1 |  | Yes | 1
X | F20002 - Component - 002001 | [13 empty] | Combined Heat and Power (CHP) | [21 empty] | CHP engine in horticultural environment with no auxilliary load Thanet Earth Plot 2, 2 Barrow Man Road Birchington Kent CT7 0AX TR 288 669
X | F20002 - Component - 002002 | [13 empty] | Combined Heat and Power (CHP) | [21 empty] | CHP engine in horticultural environment with no auxilliary load Thanet Earth Plot 2, 2 Barrow Man Road Birchington Kent CT7 0AX TR 288 669
1 | F20008 | T-4 | Capacity Auction | 2024 | Flexitricity Limited |  | FLEX08 | RESERVE POWER HOLDINGS (JERSEY) LIMITED | 01312218100 | info@flexitricity.com | Distribution | Non CMRS | Existing Generating CMU | Gas |  |  | Prequalified | Opt-In |  | 1 |  |  |  |  | 0 |  | 3.101 |  |  | 2.791 |  |  |  | 2.791 | [7 empty] | Yes | [14 empty] | Deferred | N/A | 1 |  | Yes | 1
X | F20008 - Component - 008001 | [13 empty] | Combined Heat and Power (CHP) | [21 empty] | Gas CHP engines in commercial horticultural environment with no auxilliary load Nr 125 Park Lane Cottingham East Yorkshire HU16 5RX TA 040 338
X | F20008 - Component - 008002 | [13 empty] | Combined Heat and Power (CHP) | [21 empty] | CHP at a horticultural environment. Nr 125 Park Lane Cottingham East Yorkshire HU16 5RX TA 040 338
2 | F20014 | T-4 | Capacity Auction | 2024 | Flexitricity Limited |  | FLEX14 | RESERVE POWER HOLDINGS (JERSEY) LIMITED | 01312218100 | info@flexitricity.com | Distribution | Non CMRS | Existing Generating CMU | Gas |  |  | Prequalified | Opt-In |  | 1 |  |  |  |  | 0 |  | 1.257 |  |  | 1.131 |  |  |  | 2.364 | [7 empty] | No | No | Yes | Metering Option (a) (Supplier Settlement Metering Configuration Solution) | No |  |  | No | [7 empty] | No | N/A | 1 |  | Yes | 1
X | F20014 - Component - 014001 | [13 empty] | Combined Heat and Power (CHP) | [21 empty] | Two gas CHP engines in commercial horticultural environment with no auxilliary load Thearne Lane Woodmansey Beverley HU17 0SA TA 069 363
1 | F20030 | T-4 | Capacity Auction | 2024 | Flexitricity Limited |  | FLEX30 | RESERVE POWER HOLDINGS (JERSEY) LIMITED | 01312218100 | info@flexitricity.com | Distribution | Non CMRS | Existing Generating CMU | Gas |  |  | Prequalified | Opt-In |  | 1 |  |  |  |  | 0 |  | 2.5 |  |  | 2.25 |  |  |  | 2.25 | [7 empty] | No | No | No | Metering Option (b) (Bespoke Metering Configuration Solution) | No | No |  |  |  | Yes |  | Class 0.5 | Yes |  |  | Provided | N/A | 1 |  | Yes | 1
X | F20030 - Component - 030001 | [13 empty] | Combined Heat and Power (CHP) | [21 empty] | CHP installation in the Energy Centre of an NHS Hospital. The CHP will be sub metered. Great Western Rd, Gloucestershire, Gloucester GL1 3NN SO 839 187
2 | F20033 | T-4 | Capacity Auction | 2024 | Flexitricity Limited |  | FLEX33 | RESERVE POWER HOLDINGS (JERSEY) LIMITED | 01312218100 | info@flexitricity.com | Distribution | Non CMRS | Existing Generating CMU | Gas |  |  | Prequalified | Opt-In |  | 1 |  |  |  |  | 0 |  | 4.678 |  |  | 4.21 |  |  |  | 4.21 | [7 empty] | No | No | Yes | Metering Option (a) (Supplier Settlement Metering Configuration Solution) | No |  |  | No | [7 empty] | No | N/A | 1 |  | Yes | 1
X | F20033 - Component - 033001 | [13 empty] | Combined Heat and Power (CHP) | [21 empty] | The component consists of gas CHP servicing the electricity and heat requirements for Aldergrove Nursery, one of the horticultural sites which trades at Flavourfresh Salads. All generation unit capacities are nominal and allow for site-specific variations. Marsh Road, Banks, Southport PR9 8DX SD 402 219
X | F20033 - Component - 033002 | [13 empty] | Combined Heat and Power (CHP) | [21 empty] | Gas CHP servicing the electricity and heat requirements for Aldergrove Nursery, one of the horticultural sites which trades at Flavourfresh Salads. All generation unit capacities are nominal and allow for site-specific variations. Marsh Road, Banks, Southport PR9 8DX SD 402 219
1 | F20042 | T-4 | Capacity Auction | 2024 | Flexitricity Limited |  | FLEX66 | RESERVE POWER HOLDINGS (JERSEY) LIMITED | 01312218100 | info@flexitricity.com | Distribution | Non CMRS | Proven DSR CMU | DSR |  |  | Prequalified | Opt-In |  | 1 |  |  |  |  | 0 |  | 13.82 | 13.82 | 10.947 | 10.947 |  |  |  | 10.947 | [7 empty] | No | No | Yes | Metering Option (a) (Supplier Settlement Metering Configuration Solution) | No |  |  | No | [7 empty] | No | Yes | 1 |  | Yes | 1
X | F20042 - Component - 042001 | [13 empty] | DSR | [21 empty] | load curtailment at site Manchester Rd, Carrington, Manchester M31 4TG SJ 730 928
2 | F20043 | T-4 | Capacity Auction | 2024 | Flexitricity Limited |  | FLEX67 | RESERVE POWER HOLDINGS (JERSEY) LIMITED | 01312218100 | info@flexitricity.com | Distribution | Non CMRS | Proven DSR CMU | DSR |  |  | Prequalified | Opt-In |  | 1 |  |  |  |  | 0 |  | 13.858 | 13.858 | 10.977 | 10.977 |  |  |  | 10.977 | [7 empty] | No | No | Yes | Metering Option (a) (Supplier Settlement Metering Configuration Solution) | No |  |  | No | [7 empty] | No | Yes | 1 |  | Yes | 1
X | F20043 - Component - 043001 | [13 empty] | DSR | [21 empty] | load curtailment at site Harrier Park, Hawksworth, Didcot, Oxfordshire, OX11 7PL SU 517 914
1 | F20073 | T-4 | Capacity Auction | 2024 | Flexitricity Limited |  | Ledi | RESERVE POWER HOLDINGS (JERSEY) LIMITED | 01312218100 | info@flexitricity.com | Distribution | Non CMRS | Proven DSR CMU | DSR |  |  | Prequalified | Opt-In |  | 1 |  |  |  |  | 0 |  | 4.5 | 4.5 | 3.565 | 3.565 |  |  |  | 3.564 | [7 empty] | No | No | Yes | Metering Option (a) (Supplier Settlement Metering Configuration Solution) | No |  |  | No | [7 empty] | No | Yes | 1 |  | Yes | 1
X | F20073 - Component - 073001 | [13 empty] | DSR | [21 empty] | Load reduction on site supported by non-exporting standby generation. Mythe Road. Tewkesbury. Gloucester. GL20 6AA SO 889 336
X | F20073 - Component - 073002 | [13 empty] | DSR | [21 empty] | Load reduction on site supported by non-exporting standby generation. Meerbrook, Leek, Staffordshire, ST13 8SN SJ 993 601
X | F20073 - Component - 073003 | [13 empty] | DSR | [21 empty] | Load reduction on site supported by non-exporting standby generation. Leek STW, Off Cheddleton Rd, Leekbrook, Leek, ST13 7AU SJ 980 542
X | F20073 - Component - 073004 | [13 empty] | DSR | [21 empty] | Load reduction on site supported by non-exporting standby generation. Joan Ln, Bamford, Hope Valley S33 0AW SK 212 832
X | F20073 - Component - 073005 | [13 empty] | DSR | [21 empty] | Load reduction on site supported by non-exporting standby generation. Neachley Ln, Shifnal TF11 8PQ SJ 783 066
X | F20073 - Component - 073006 | [13 empty] | DSR | [21 empty] | Load reduction on site supported by non-exporting standby generation. Chatterley Close, ST5 8LE SJ 848 496
X | F20073 - Component - 073007 | [13 empty] | DSR | [21 empty] | Load reduction on site supported by non-exporting standby generation. Deansford Lane, DY10 4NB SO 876 762
X | F20073 - Component - 073008 | [13 empty] | DSR | [21 empty] | Load reduction on site supported by non-exporting standby generation. 91 Chesterfield Rd, Lichfield WS13 6QW SK 112 084
2 | F20077 | T-4 | Capacity Auction | 2024 | Flexitricity Limited |  | FLEX77 | RESERVE POWER HOLDINGS (JERSEY) LIMITED | 01312218100 | info@flexitricity.com | Distribution | Non CMRS | Proven DSR CMU | DSR |  |  | Prequalified | Opt-In |  | 1 |  |  |  |  | 0 |  | 11.848 | 11.848 | 6.5 | 9.385 |  |  |  | 9.385 | [7 empty] | No | No | No | Metering Option (b) (Bespoke Metering Configuration Solution) | No | No |  |  |  | Yes |  | Class 0.5s | Yes |  |  | Yes | Yes | 1 |  | Yes | 1
X | F20077 - Component - 077001 | [13 empty] | DSR | [21 empty] | Load reduction Saltend Lane, HULL, HU12 8PP TA 164 286
1 | F20081 | T-4 | Capacity Auction | 2024 | Flexitricity Limited |  | FLEX81 | RESERVE POWER HOLDINGS (JERSEY) LIMITED | 01312218100 | info@flexitricity.com | Distribution | Non CMRS | Proven DSR CMU | DSR |  |  | Prequalified | Opt-In |  | 1 |  |  |  |  | 0 |  | 6.752 | 6.752 | 5.348 | 5.348 |  |  |  | 5.348 | [7 empty] | No | No | No | Metering Option (b) (Bespoke Metering Configuration Solution) | No | No |  |  |  | Yes |  | Class 0.5s | Yes |  |  | Yes | Yes | 1 |  | Yes | 1
X | F20081 - Component - 081001 | [13 empty] | DSR | [21 empty] | Load reduction on site Saltend Lane, HULL, HU12 8PP TA 164 286
2 | F20086 | T-4 | Capacity Auction | 2024 | Flexitricity Limited |  | FLEX86 | RESERVE POWER HOLDINGS (JERSEY) LIMITED | 01312218100 | info@flexitricity.com | Distribution | Non CMRS | Proven DSR CMU | DSR |  |  | Prequalified | Opt-In |  | 1 |  |  |  |  | 0 |  | 3 | 3 | 2.376 | 2.376 |  |  |  | 2.376 | [7 empty] | No | No | Yes | Metering Option (a) (Supplier Settlement Metering Configuration Solution) | No |  |  | No | [7 empty] | No | Yes | 1 |  | Yes | 1
X | F20086 - Component - 860001 | [13 empty] | DSR | [21 empty] | Mixture of load reduction on flexible electricity consuming processes including refrigeration air-conditioning pumping and lighting and standby generation. Coldstore 3, Park Road, Holmewood Industrial Park, Chesterfield S42 5UY SK429662
X | F20086 - Component - 086002 | [13 empty] | DSR | [21 empty] | Load reduction on flexible electricity consuming processes Coldstore 5, 1B Park Road, Holmewood Industrial Park, Chesterfield S42 5UY SK429662
X | F20086 - Component - 086003 | [13 empty] | DSR | [21 empty] | Load reduction on flexible electricity consuming processes Scunthorpe Cold Store, Cupola Way, Scunthorpe DN15 9YJ SE890135
1 | F20110 | T-4 | Capacity Auction | 2024 | Flexitricity Limited |  | FLEX110 | RESERVE POWER HOLDINGS (JERSEY) LIMITED | 01312218100 | info@flexitricity.com | Distribution | Non CMRS | Existing Generating CMU | Gas |  |  | Prequalified | Opt-In |  | 1 |  |  |  |  | 0 |  | 2.34 |  |  | 2.106 |  |  |  | 2.106 | [7 empty] | No | No | Yes | Metering Option (a) (Supplier Settlement Metering Configuration Solution) | No |  |  | No | [7 empty] | No | N/A | 1 |  | Yes | 1
X | F20110 - Component - 110001 | [13 empty] | Combined Heat and Power (CHP) | [21 empty] | One 2MW gas CHP engine in a horticultural environment Wood End, Stocks Lane, Over Peover, Knutsford WA16 9EZ SJ 771 745
X | F20110 - Component - 110002 | [13 empty] | Combined Heat and Power (CHP) | [21 empty] | One asset 1.5MW CHP engine in a horticultural environment with no auxiliary load. Westland Nurseries (Offenham) Ltd., Station Road, Offenham, Evesham, Worcestershire, WR11 8LW SP 063 452
2 | F20111 | T-4 | Capacity Auction | 2024 | Flexitricity Limited |  | F20111 | RESERVE POWER HOLDINGS (JERSEY) LIMITED | 01312218100 | info@flexitricity.com | Distribution | Non CMRS | Existing Generating CMU | Gas |  |  | Prequalified | Opt-In |  | 1 |  |  |  |  | 0 |  | 7.816 |  |  | 7.034 |  |  |  | 7.034 | [7 empty] | No | No | Yes | Metering Option (b) (Bespoke Metering Configuration Solution) | Yes | No |  |  |  | Yes |  | N/A | Yes |  |  | Provided | N/A | 1 |  | Yes | 1
X | F20111 - Component - 111001 | [13 empty] | Combined Heat and Power (CHP) | [21 empty] | One of three CHP in a horticultural environment Rotherdale Farm, Long Lane, Throckmorton, Worcestershire, United Kingdom, WR10 2JH SO971498
X | F20111 - Component - 111002 | [13 empty] | Combined Heat and Power (CHP) | [21 empty] | One of three CHP in a horticultural environment. Rotherdale Farm, Long Lane, Throckmorton, Worcestershire, United Kingdom, WR10 2JH SO971498
X | F20111 - Component - 111003 | [13 empty] | Combined Heat and Power (CHP) | [21 empty] | One of three CHP in a horticultural environment Rotherdale Farm, Long Lane, Throckmorton, Worcestershire, United Kingdom, WR10 2JH SO971498
1 | F20112 | T-4 | Capacity Auction | 2024 | Flexitricity Limited |  | F20112 | RESERVE POWER HOLDINGS (JERSEY) LIMITED | 01312218100 | info@flexitricity.com | Distribution | Non CMRS | Unproven DSR CMU | DSR |  |  | Prequalified | Opt-In |  | 1 | Yes |  |  |  | 10890 |  | 2.75 |  | 2.178 | 2.178 |  |  |  | 2.178 | [7 empty] | Yes | [14 empty] | Deferred | Yes | 1 |  | Yes | 1
X | F20112 - Component - 012001 | [13 empty] | DSR | [21 empty] | DSR capacity to be assigned prior to Delivery Year. NA NA
2 | F20113 | T-4 | Capacity Auction | 2024 | Flexitricity Limited |  | F20113 | RESERVE POWER HOLDINGS (JERSEY) LIMITED | 01312218100 | info@flexitricity.com | Distribution | Non CMRS | Unproven DSR CMU | DSR |  |  | Prequalified | Opt-In |  | 1 | Yes |  |  |  | 15290 |  | 3.86 |  | 3.058 | 3.058 |  |  |  | 3.058 | [7 empty] | Yes | [14 empty] | Deferred | Yes | 1 |  | Yes | 1
X | F20113 - Component - 013001 | [13 empty] | DSR | [21 empty] | DSR capacity to be assigned prior to Delivery Year. NA NA
1 | F20114 | T-4 | Capacity Auction | 2024 | Flexitricity Limited |  | F20114 | RESERVE POWER HOLDINGS (JERSEY) LIMITED | 01312218100 | info@flexitricity.com | Distribution | Non CMRS | Unproven DSR CMU | DSR |  |  | Prequalified | Opt-In |  | 1 | Yes |  |  |  | 14850 |  | 3.75 |  | 2.97 | 2.97 |  |  |  | 2.97 | [7 empty] | Yes | [14 empty] | Deferred | Yes | 1 |  | Yes | 1
X | F20114 - Component - 014001 | [13 empty] | DSR | [21 empty] | DSR components to be assigned prior to Delivery Year. NA NA
2 | F20115 | T-4 | Capacity Auction | 2024 | Flexitricity Limited |  | F20115 | RESERVE POWER HOLDINGS (JERSEY) LIMITED | 01312218100 | info@flexitricity.com | Distribution | Non CMRS | Unproven DSR CMU | DSR |  |  | Prequalified | Opt-In |  | 1 | Yes |  |  |  | 0 |  | 1.3 |  | 1.03 | 1.03 |  |  |  | 1.03 | [7 empty] | Yes | [14 empty] | Deferred | No
X | F20115 - Component - 015001 | [13 empty] | DSR | [21 empty] | DSR components to be assigned prior to Delivery Year. NA NA
1 | F20116 | T-4 | Capacity Auction | 2024 | Flexitricity Limited |  | F20116 | RESERVE POWER HOLDINGS (JERSEY) LIMITED | 01312218100 | info@flexitricity.com | Distribution | Non CMRS | Unproven DSR CMU | DSR |  |  | Prequalified | Opt-In |  | 1 | Yes |  |  |  | 5940 |  | 1.5 |  | 1 | 1.188 |  |  |  | 1.188 | [7 empty] | Yes | [14 empty] | Deferred | Yes | 1 |  | Yes | 1
X | F20116 - Component - 016001 | [13 empty] | DSR | [21 empty] | DSR components to be assigned prior to Delivery Year. NA NA
2 | F20117 | T-4 | Capacity Auction | 2024 | Flexitricity Limited |  | F20117 | RESERVE POWER HOLDINGS (JERSEY) LIMITED | 01312218100 | info@flexitricity.com | Distribution | Non CMRS | Unproven DSR CMU | DSR |  |  | Prequalified | Opt-In |  | 1 | Yes |  |  |  | 0 |  | 3.5 |  | 2.772 | 2.772 |  |  |  | 2.772 | [7 empty] | Yes | [14 empty] | Deferred | No
X | F20117 - Component - 017001 | [13 empty] | DSR | [21 empty] | DSR components to be assigned prior to Delivery Year. NA NA
1 | F20118 | T-4 | Capacity Auction | 2024 | Flexitricity Limited |  | F20118 | RESERVE POWER HOLDINGS (JERSEY) LIMITED | 01312218100 | info@flexitricity.com | Distribution | Non CMRS | Unproven DSR CMU | DSR |  |  | Prequalified | Opt-In |  | 1 | Yes |  |  |  | 0 |  | 4.5 |  | 3.564 | 3.564 |  |  |  | 3.564 | [7 empty] | Yes | [14 empty] | Deferred | No
X | F20118 - Component - 018001 | [13 empty] | DSR | [21 empty] | DSR components to be assigned prior to Delivery Year. NA NA
2 | F20119 | T-4 | Capacity Auction | 2024 | Flexitricity Limited |  | F20119 | RESERVE POWER HOLDINGS (JERSEY) LIMITED | 01312218100 | info@flexitricity.com | Distribution | Non CMRS | Unproven DSR CMU | DSR |  |  | Prequalified | Opt-In |  | 1 | Yes |  |  |  | 24950 |  | 6.3 |  | 1 | 4.99 |  |  |  | 4.99 | [7 empty] | Yes | [14 empty] | Deferred | Yes | 1 |  | Yes | 1
X | F20119 - Component - 119001 | [13 empty] | DSR | [21 empty] | DSR components to be assigned prior to Delivery Year. NA NA
1 | F20120 | T-4 | Capacity Auction | 2024 | Flexitricity Limited |  | F20120 | RESERVE POWER HOLDINGS (JERSEY) LIMITED | 01312218100 | info@flexitricity.com | Distribution | Non CMRS | Unproven DSR CMU | DSR |  |  | Prequalified | Opt-In |  | 1 | Yes |  |  |  | 24950 |  | 6.3 |  | 1 | 4.99 |  |  |  | 4.99 | [7 empty] | Yes | [14 empty] | Deferred | Yes | 1 |  | Yes | 1
X | F20120 - Component - 120001 | [13 empty] | DSR | [21 empty] | DSR components shall be assigned prior to the start of the Delivery Year. NA NA
2 | F20121 | T-4 | Capacity Auction | 2024 | Flexitricity Limited |  | F20121 | RESERVE POWER HOLDINGS (JERSEY) LIMITED | 01312218100 | info@flexitricity.com | Distribution | Non CMRS | Unproven DSR CMU | DSR |  |  | Prequalified | Opt-In |  | 1 | Yes |  |  |  | 24950 |  | 6.3 |  | 2 | 4.99 |  |  |  | 4.99 | [7 empty] | Yes | [14 empty] | Deferred | Yes | 1 |  | Yes | 1
X | F20121 - Component - 121001 | [13 empty] | DSR | [21 empty] | DSR components shall be assigned prior to the start of the Delivery Year. NA NA
1 | F20122 | T-4 | Capacity Auction | 2024 | Flexitricity Limited |  | F20122 | RESERVE POWER HOLDINGS (JERSEY) LIMITED | 01312218100 | info@flexitricity.com | Distribution | Non CMRS | Unproven DSR CMU | DSR |  |  | Prequalified | Opt-In |  | 1 | Yes |  |  |  | 24950 |  | 6.3 |  | 2 | 4.99 |  |  |  | 4.99 | [7 empty] | Yes | [14 empty] | Deferred | Yes | 1 |  | Yes | 1
X | F20122 - Component - 122001 | [13 empty] | DSR | [21 empty] | DSR components shall be assigned prior to the start of the Delivery Year. NA NA
2 | F20123 | T-4 | Capacity Auction | 2024 | Flexitricity Limited |  | F20123 | RESERVE POWER HOLDINGS (JERSEY) LIMITED | 01312218100 | info@flexitricity.com | Distribution | Non CMRS | Unproven DSR CMU | DSR |  |  | Prequalified | Opt-In |  | 1 | Yes |  |  |  | 24950 |  | 6.3 |  | 4.99 | 4.99 |  |  |  | 4.99 | [7 empty] | Yes | [14 empty] | Deferred | Yes | 1 |  | Yes | 1
X | F20123 - Component - 123001 | [13 empty] | DSR | [21 empty] | DSR components shall be assigned prior to the start of the Delivery Year. NA NA
1 | F20124 | T-4 | Capacity Auction | 2024 | Flexitricity Limited |  | F20124 | RESERVE POWER HOLDINGS (JERSEY) LIMITED | 01312218100 | info@flexitricity.com | Distribution | Non CMRS | Unproven DSR CMU | DSR |  |  | Prequalified | Opt-In |  | 1 | Yes |  |  |  | 24950 |  | 6.3 |  | 4.99 | 4.99 |  |  |  | 4.99 | [7 empty] | Yes | [14 empty] | Deferred | Yes | 1 |  | Yes | 1
X | F20124 - Component - 124001 | [13 empty] | DSR | [21 empty] | DSR components shall be assigned prior to the start of the Delivery Year. NA NA
2 | F20125 | T-4 | Capacity Auction | 2024 | Flexitricity Limited |  | F20125 | RESERVE POWER HOLDINGS (JERSEY) LIMITED | 01312218100 | info@flexitricity.com | Distribution | Non CMRS | Unproven DSR CMU | DSR |  |  | Prequalified | Opt-In |  | 1 | Yes |  |  |  | 24950 |  | 6.3 |  | 4.99 | 4.99 |  |  |  | 4.99 | [7 empty] | Yes | [14 empty] | Deferred | Yes | 1 |  | Yes | 1
X | F20125 - Component - 125001 | [13 empty] | DSR | [21 empty] | DSR components shall be assigned prior to the start of the Delivery Year. NA NA
1 | F20126 | T-4 | Capacity Auction | 2024 | Flexitricity Limited |  | F20126 | RESERVE POWER HOLDINGS (JERSEY) LIMITED | 01312218100 | info@flexitricity.com | Distribution | Non CMRS | Unproven DSR CMU | DSR |  |  | Prequalified | Opt-In |  | 1 | Yes |  |  |  | 0 |  | 6.3 |  | 4.99 | 4.99 |  |  |  | 4.99 | [7 empty] | Yes | [14 empty] | Deferred | Yes | 1 |  | No | N/A
X | F20126 - Component - 126001 | [13 empty] | DSR | [21 empty] | DSR components shall be assigned prior to the start of the Delivery Year. NA NA
2 | F20127 | T-4 | Capacity Auction | 2024 | Flexitricity Limited |  | F20127 | RESERVE POWER HOLDINGS (JERSEY) LIMITED | 01312218100 | info@flexitricity.com | Distribution | Non CMRS | Unproven DSR CMU | DSR |  |  | Prequalified | Opt-In |  | 1 | Yes |  |  |  | 0 |  | 6.3 |  | 4.99 | 4.99 |  |  |  | 4.99 | [7 empty] | Yes | [14 empty] | Deferred | Yes | 1 |  | No | N/A
X | F20127 - Component - 127001 | [13 empty] | DSR | [21 empty] | DSR components to be assigned prior to the start of the Delivery Year. NA NA
1 | F20128 | T-4 | Capacity Auction | 2024 | Flexitricity Limited |  | F20128 | RESERVE POWER HOLDINGS (JERSEY) LIMITED | 01312218100 | info@flexitricity.com | Distribution | Non CMRS | Unproven DSR CMU | DSR |  |  | Prequalified | Opt-In |  | 1 | Yes |  |  |  | 0 |  | 6.3 |  | 4.99 | 4.99 |  |  |  | 4.99 | [7 empty] | Yes | [14 empty] | Deferred | Yes | 1 |  | No | N/A
X | F20128 - Component - 128001 | [13 empty] | DSR | [21 empty] | DSR components to be assigned prior to the start of the Delivery Year. NA NA
2 | F20129 | T-4 | Capacity Auction | 2024 | Flexitricity Limited |  | F20129 | RESERVE POWER HOLDINGS (JERSEY) LIMITED | 01312218100 | info@flexitricity.com | Distribution | Non CMRS | Unproven DSR CMU | DSR |  |  | Prequalified | Opt-In |  | 1 | Yes |  |  |  | 0 |  | 6.3 |  | 4.99 | 4.99 |  |  |  | 4.99 | [7 empty] | Yes | [14 empty] | Deferred | Yes | 1 |  | No | N/A
X | F20129 - Component - 129001 | [13 empty] | DSR | [21 empty] | DSR components to be assigned prior to the start of the Delivery Year. NA NA
1 | F20130 | T-4 | Capacity Auction | 2024 | Flexitricity Limited |  | F20130 | RESERVE POWER HOLDINGS (JERSEY) LIMITED | 01312218100 | info@flexitricity.com | Distribution | Non CMRS | Unproven DSR CMU | DSR |  |  | Prequalified | Opt-In |  | 1 | Yes |  |  |  | 0 |  | 6.3 |  | 4.99 | 4.99 |  |  |  | 4.99 | [7 empty] | Yes | [14 empty] | Deferred | Yes | 1 |  | No | N/A
X | F20130 - Component - 130001 | [13 empty] | DSR | [21 empty] | DSR components to be assigned prior to the start of the Delivery Year. NA NA
2 | F20131 | T-4 | Capacity Auction | 2024 | Flexitricity Limited |  | F20131 | RESERVE POWER HOLDINGS (JERSEY) LIMITED | 01312218100 | info@flexitricity.com | Distribution | Non CMRS | Unproven DSR CMU | DSR |  |  | Prequalified | Opt-In |  | 1 | Yes |  |  |  | 0 |  | 6.3 |  | 4.99 | 4.99 |  |  |  | 4.99 | [7 empty] | Yes | [14 empty] | Deferred | Yes | 1 |  | No | N/A
X | F20131 - Component - 131001 | [13 empty] | DSR | [21 empty] | DSR components to be assigned prior to the start of the Delivery Year. NA NA
1 | F20132 | T-4 | Capacity Auction | 2024 | Flexitricity Limited |  | F20132 | RESERVE POWER HOLDINGS (JERSEY) LIMITED | 01312218100 | info@flexitricity.com | Distribution | Non CMRS | Unproven DSR CMU | DSR |  |  | Prequalified | Opt-In |  | 1 | Yes |  |  |  | 0 |  | 6.3 |  | 4.99 | 4.99 |  |  |  | 4.99 | [7 empty] | Yes | [14 empty] | Deferred | Yes | 1 |  | No | N/A
X | F20132 - Component - 132001 | [13 empty] | DSR | [21 empty] | DSR components to be assigned prior to the start of the Delivery Year. NA NA
2 | F20133 | T-4 | Capacity Auction | 2024 | Flexitricity Limited |  | F20133 | RESERVE POWER HOLDINGS (JERSEY) LIMITED | 01312218100 | info@flexitricity.com | Distribution | Non CMRS | Unproven DSR CMU | DSR |  |  | Prequalified | Opt-In |  | 1 | Yes |  |  |  | 0 |  | 6.3 |  | 4.99 | 4.99 |  |  |  | 4.99 | [7 empty] | Yes | [14 empty] | Deferred | Yes | 1 |  | No | N/A
X | F20133 - Component - 133001 | [13 empty] | DSR | [21 empty] | DSR components to be assigned prior to the start of the Delivery Year. NA NA
1 | F20134 | T-4 | Capacity Auction | 2024 | Flexitricity Limited |  | F20134 | RESERVE POWER HOLDINGS (JERSEY) LIMITED | 01312218100 | info@flexitricity.com | Distribution | Non CMRS | Unproven DSR CMU | DSR |  |  | Prequalified | Opt-In |  | 1 | Yes |  |  |  | 0 |  | 6.3 |  | 4.99 | 4.99 |  |  |  | 4.99 | [7 empty] | Yes | [14 empty] | Deferred | Yes | 1 |  | No | N/A
X | F20134 - Component - 134001 | [13 empty] | DSR | [21 empty] | DSR components to be assigned prior to the start of the Delivery Year. NA NA
2 | F20135 | T-4 | Capacity Auction | 2024 | Flexitricity Limited |  | F20135 | RESERVE POWER HOLDINGS (JERSEY) LIMITED | 01312218100 | info@flexitricity.com | Distribution | Non CMRS | Unproven DSR CMU | DSR |  |  | Prequalified | Opt-In |  | 1 | Yes |  |  |  | 0 |  | 6.3 |  | 4.99 | 4.99 |  |  |  | 4.99 | [7 empty] | Yes | [14 empty] | Deferred | Yes | 1 |  | No | N/A
X | F20135 - Component - 135001 | [13 empty] | DSR | [21 empty] | DSR components to be assigned prior to the start of the Delivery Year. NA NA
1 | F20136 | T-4 | Capacity Auction | 2024 | Flexitricity Limited |  | F20136 | RESERVE POWER HOLDINGS (JERSEY) LIMITED | 01312218100 | info@flexitricity.com | Distribution | Non CMRS | Unproven DSR CMU | DSR |  |  | Prequalified | Opt-In |  | 1 | Yes |  |  |  | 0 |  | 6.3 |  | 4.99 | 4.99 |  |  |  | 4.99 | [7 empty] | Yes | [14 empty] | Deferred | Yes | 1 |  | No | N/A
X | F20136 - Component - 136001 | [13 empty] | DSR | [21 empty] | DSR components to be assigned prior to the start of the Delivery Year. NA NA
2 | F20137 | T-4 | Capacity Auction | 2024 | Flexitricity Limited |  | F20137 | RESERVE POWER HOLDINGS (JERSEY) LIMITED | 01312218100 | info@flexitricity.com | Distribution | Non CMRS | Unproven DSR CMU | DSR |  |  | Prequalified | Opt-In |  | 1 | Yes |  |  |  | 0 |  | 6.3 |  | 4.99 | 4.99 |  |  |  | 4.99 | [7 empty] | Yes | [14 empty] | Deferred | Yes | 1 |  | No | N/A
X | F20137 - Component - 137001 | [13 empty] | DSR | [21 empty] | DSR components to be assigned prior to the start of the Delivery Year. NA NA
1 | F20138 | T-4 | Capacity Auction | 2024 | Flexitricity Limited |  | F20138 | RESERVE POWER HOLDINGS (JERSEY) LIMITED | 01312218100 | info@flexitricity.com | Distribution | Non CMRS | New Build Generating CMU | Gas |  |  | Prequalified | Opt-In |  | 15 |  | Yes | Yes |  | 32400 |  | 3.6 |  |  | 3.24 |  |  |  | 3.24 | [7 empty] | Yes | [14 empty] | Deferred | Yes | 15 |  | Yes | 15
X | F20138 - Component - 201381 | [13 empty] | Combined Heat and Power (CHP) | [21 empty] | 3No 1.2MW gas CHP providing power, heat and CO2 in a horticultural environment Crown Point Glasshouse, Kirby Road, Norwich, NR14 7DU TG 273 055
2 | F20139 | T-4 | Capacity Auction | 2024 | Flexitricity Limited |  | F20139 | RESERVE POWER HOLDINGS (JERSEY) LIMITED | 01312218100 | info@flexitricity.com | Distribution | Non CMRS | New Build Generating CMU | Gas |  |  | Prequalified | Opt-In |  | 15 |  | Yes | Yes |  | 21600 |  | 2.4 |  |  | 2.16 |  |  |  | 2.16 | [7 empty] | Yes | [14 empty] | Deferred | Yes | 15 |  | Yes | 15
X | F20139 - Component - 201391 | [13 empty] | Combined Heat and Power (CHP) | [21 empty] | 2No 1.2MW gas CHP providing power, heat and CO2 in a horticultural environment Place Farm Glasshouse, A134, Ingham, Suffolk IP31 1NQ TL 853 704
1 | F3R204 | T-4 | Capacity Auction | 2024 | First Hydro Company |  | Ffestiniog Unit 3 | First Hydro Holdings Company | 02073208823 | sabina.chaudhary@engie.com | Transmission | CMRS | Refurbishing Generating CMU | Storage - Pumped |  | Yes | Prequalified | Opt-In |  | 15 |  | Yes |  |  | 0 |  | 90 |  |  |  | 85.176 | 85.176 | Opt-In |  | 85.176 | 85.176 | [5 empty] | No |  |  |  | No | [10 empty] | No | No | 15
X | F3R204 - Component - T_FFES-3 | [13 empty] | Storage (Duration 5.5h) | [21 empty] | BM Unit T_FFES-3 at Ffestiniog Power Station (Pumped Storage) Ffestiniog Power Station, Tanygrisiau, Blaenau Ffestiniog, LL41 3TP SH679444
X | F3R204 - Component - T_FFES-3 | [13 empty] | Storage (Duration 5.5h) | [21 empty] | BM Unit T_FFES-3 at Ffestiniog Power Station (Pumped Storage) Ffestiniog Power Station, Tanygrisiau, Blaenau Ffestiniog, LL41 3TP SH679444
2 | F4R204 | T-4 | Capacity Auction | 2024 | First Hydro Company |  | Ffestiniog Unit 4 | First Hydro Holdings Company | 02073208823 | sabina.chaudhary@engie.com | Transmission | CMRS | Refurbishing Generating CMU | Storage - Pumped |  | Yes | Prequalified | Opt-In |  | 15 |  | Yes |  |  | 0 |  | 90 |  |  |  | 85.176 | 85.176 | Opt-In |  | 85.176 | 85.176 | [5 empty] | No |  |  |  | No | [10 empty] | No | No | 15
X | F4R204 - Component - T_FFES-4 | [13 empty] | Storage (Duration 5.5h) | [21 empty] | BM Unit T_FFES-4 at Ffestiniog Power Station (Pumped Storage) Ffestiniog Power Station, Tanygrisiau, Blaenau Ffestiniog, LL41 3TP SH679444
X | F4R204 - Component - T_FFES-4 | [13 empty] | Storage (Duration 5.5h) | [21 empty] | BM Unit T_FFES-4 at Ffestiniog Power Station (Pumped Storage) Ffestiniog Power Station, Tanygrisiau, Blaenau Ffestiniog, LL41 3TP SH679444
1 | FAR006 | T-4 | Capacity Auction | 2024 | GAS GENERATION FARNBOROUGH LIMITED |  | Gas Generation Farnborough | Lark Gas Assets Limited | 01778300888 | enquiries@larkpower.co.uk | Distribution | Non CMRS | New Build Generating CMU | Gas |  |  | Not Prequalified | Opt-In |  | 15 |  | Yes | Yes |  | 189490 |  | 19.9 |  |  | 18.949 |  |  |  | 18.949 | [7 empty] | Yes | [14 empty] | Deferred
X | FAR006 - Component - FAR006 | [13 empty] | Open Cycle Gas Turbine (OCGT) | [21 empty] | 10 gas reciprocating engines used for power generation, with associated infrastructure. Lynchford Lane, Farnborough, GU14 6LW SU 884 541
2 | FARN20 | T-4 | Capacity Auction | 2024 | Farnborough Power Limited |  | Farnborough Power Limited | Apus Energy Limited | 02920547206 | matthew.tucker@welshpower.com | Distribution | Non CMRS | New Build Generating CMU | Gas |  |  | Not Prequalified | Opt-In |  | 15 |  | Yes | Yes |  | 150450 | Yes | 15.8 |  |  | 15.045 |  |  |  | 15.235 | [7 empty] | Yes | [14 empty] | Deferred
X | FARN20 - Component - FARN20 | [13 empty] | Reciprocating engines | [21 empty] | 16MW power plant comprising reciprocating engines. The power plant will be connected to the local distribution network and local gas network. Vacant land, Old Ively Road, Farnborough, Hampshire, GU14 0LX SU 838 538
1 | FAS124 | T-4 | Capacity Auction | 2024 | SSE Generation Limited |  | Fasnakyle 1 | SSE plc | 01738453407 | CMSecondaryTrading@sse.com | Transmission | CMRS | Existing Generating CMU | Hydro |  |  | Prequalified | Opt-In |  | 1 |  |  |  |  | 0 |  | 23 |  |  | 20.928 |  |  |  | 20.928 | [7 empty] | No |  |  |  | No | [10 empty] | No | N/A | 1 |  | Yes | 1
X | FAS124 - Component - T_FASN-1 | [13 empty] | Hydro | [21 empty] | Generating Unit 1 Fasnakyle Power Station, Cannich, Beauly, IV4 7NB NH 318 296
2 | FAS224 | T-4 | Capacity Auction | 2024 | SSE Generation Limited |  | Fasnakyle 2 | SSE plc | 01738453407 | CMSecondaryTrading@sse.com | Transmission | CMRS | Existing Generating CMU | Hydro |  |  | Prequalified | Opt-In |  | 1 |  |  |  |  | 0 |  | 23 |  |  | 20.928 |  |  |  | 20.928 | [7 empty] | No |  |  |  | No | [10 empty] | No | N/A | 1 |  | Yes | 1
X | FAS224 - Component - T_FASN-2 | [13 empty] | Hydro | [21 empty] | Generating Unit 2 Fasnakyle Power Station, Cannich, Beauly, IV4 7NB NH 318 296
1 | FAS324 | T-4 | Capacity Auction | 2024 | SSE Generation Limited |  | Fasnakyle 3 | SSE plc | 01738453407 | CMSecondaryTrading@sse.com | Distribution | CMRS | Existing Generating CMU | Hydro |  |  | Prequalified | Opt-In |  | 1 |  |  |  |  | 0 |  | 20.645 |  |  | 18.785 |  |  |  | 18.785 | [7 empty] | No | No | Yes |  | No | [10 empty] | No | N/A | 1 |  | Yes | 1
X | FAS324 - Component - E_FASN-3 | [13 empty] | Hydro | [21 empty] | Generating unit 3. Fasnakyle Power Station, Cannich, Beauly, IV4 7NB NH 318 296
2 | FCCAL2 | T-4 | Capacity Auction | 2024 | Kent Enviropower Limited |  | Allington EFW | Kent Energy Limited | 01604826234 | vicente.orts@fccenvironment.co.uk | Distribution | Non CMRS | Existing Generating CMU | Waste |  |  | Prequalified | Opt-In |  | 1 |  |  |  |  | 0 |  | 35.251 |  |  | 29.893 |  |  |  | 30.12 | [7 empty] | No | No | Yes | Metering Option (a) (Supplier Settlement Metering Configuration Solution) | No |  |  | No | [7 empty] | No | N/A | 1 |  | Yes | 1
X | FCCAL2 - Component - FCCAL1 | [13 empty] | Energy from Waste | [21 empty] | This CMU identifier is the replacement of ALL001 due to changes of unit capacity and connection agreement. The connection capacity is based on historic data as per rule 3.5.3 Allington Integrated Waste Management Facility,500kT Energy from Waste Plant with c. 36MW electrical output. The auxiliary load is not included in the connection capacity i.e. The export is net. There are 2 different MPAN 1900070394446 and 1900070467983, accumulating to the total output. Allington EfW, Laverstoke Road, 20/20 Business Park, Allington, Maidstone, Kent, ME16 0LE TQ 738 578 | 1900070394466 1900070467983
1 | FCCBU2 | T-4 | Capacity Auction | 2024 | FCC Buckinghamshire Limited |  | FCC Buckinghamshire Ltd | FCC Buckinghamshire Holdings Limited | 01604826234 | vicente.orts@fccenvironment.co.uk | Distribution | Non CMRS | Existing Generating CMU | Waste |  |  | Prequalified | Opt-In |  | 1 |  |  |  |  | 0 |  | 27.2 |  |  | 23.066 |  |  |  | 23.066 | [7 empty] | No | No | Yes | Metering Option (a) (Supplier Settlement Metering Configuration Solution) | No |  |  | No | [7 empty] | No | N/A | 1 |  | Yes | 1
X | FCCBU2 - Component - FCCBU1 | [13 empty] | Energy from Waste | [21 empty] | This CMU identifier is the replacement for BUCK01, BUCK02, FCCB01, due to the change in Connection Capacity as per rule 3.5.2 and change from "New build CMU" to "Existing CMU" status FCC Buckinghamshire Ltd. 300kT Energy from Waste Plant with c. 25MW net output. Auxiliary load is not included in the connection capacity i.e the export is net. Greatmoor EfW, Greatmoor Road, Woodham, Aylesbury, Buckinghamshire, HP18 0QE SP 706 185 | 1170000549278
2 | FCCLI3 | T-4 | Capacity Auction | 2024 | FCC Environment (Lincolnshire) Limited |  | Lincs EFW | FCC Environment (UK) Limited | 01604826234 | vicente.orts@fccenvironment.co.uk | Distribution | Non CMRS | Existing Generating CMU | Waste |  |  | Prequalified | Opt-In |  | 1 |  |  |  |  | 0 |  | 12.821 |  |  | 10.872 |  |  |  | 11.109 | [7 empty] | No | No | Yes | Metering Option (a) (Supplier Settlement Metering Configuration Solution) | No |  |  | No | [7 empty] | No | N/A | 1 |  | Yes | 1
X | FCCLI3 - Component - LINC01 | [13 empty] | Energy from Waste | [21 empty] | New CMU identifier due to updated grid connection agreement and change of method to calculate the connection capacity to "Historic Output" FCC Environment Lincolnshire Ltd, 150kT Energy From Waste Plant with electrical output of c. 13MW. The auxiliary load is not included in the connection capacity. i.e.the export is net. Lincoln EfW, Paving Way Off Whisby Road, North Hykeham, Lincoln, Lincolnshire, LN6 3QW SK 931 678 | 1170000112486
1 | FCCMI2 | T-4 | Capacity Auction | 2024 | FCC (E&M) Limited |  | Millerhill EfW | FCC (E+M) Holdings Limited | 01604826234 | vicente.orts@fccenvironment.co.uk | Distribution | Non CMRS | Existing Generating CMU | Waste |  |  | Prequalified | Opt-In |  | 1 |  |  |  |  | 0 |  | 13.618 |  |  | 11.548 |  |  |  | 12.72 | [7 empty] | No | No | Yes | Metering Option (a) (Supplier Settlement Metering Configuration Solution) | No |  |  | No | [7 empty] | No | N/A | 1 |  | Yes | 1
X | FCCMI2 - Component - MILL01 | [13 empty] | Energy from Waste | [21 empty] | New CMU ID due to updated Grid Connection Agreement FCC (E+M) Limited, 170kT Energy from Waste plant at Newcraighall with estimated 14 MW Generation Capacity. Auxilliary load is not included in connection capacity .i.e the export is net. Millerhill Recycling & Energy Recovery Centre Whitehill Road DALKEITH EH22 1SX NT 321 710 | 1800060963669
2 | fenla1 | T-4 | Capacity Auction | 2024 | FENLAND GLASSHOUSE LIMITED |  | Fen1 | AGR Power Limited | 02070421100 | tom.harada@agr-group.co.uk | Distribution | Non CMRS | New Build Generating CMU | Gas |  |  | Prequalified | Opt-In |  | 15 |  | Yes |  |  | 81000 |  | 9 |  |  | 8.1 |  |  |  | 8.1 | [7 empty] | Yes | [14 empty] | Deferred | Yes | 15 |  | Yes | 15
X | fenla1 - Component - fenla1 | [13 empty] | Combined Heat and Power (CHP) | [21 empty] | Gas-fired reciprocating engines fitted with heat and CO2 recovery equipment, plus transformers, switchgear and associated controls with a total connection capacity of 9MW. Land off Ely Road, Chittering, Cambridge, Cambridgeshire, CB25 9PN TL506716
1 | fenla2 | T-4 | Capacity Auction | 2024 | FENLAND GLASSHOUSE LIMITED |  | Fen2 | AGR Power Limited | 02070421100 | tom.harada@agr-group.co.uk | Distribution | Non CMRS | New Build Generating CMU | Gas |  |  | Not Prequalified | Opt-In |  | 15 |  | Yes |  |  | 40500 |  | 4.5 |  |  | 4.05 |  |  |  | 4.05 | [7 empty] | Yes | [14 empty] | Deferred
X | fenla2 - Component - fenla2 | [13 empty] | Combined Heat and Power (CHP) | [21 empty] | Gas-fired reciprocating engines fitted with heat and CO2 recovery equipment, plus transformers, switch gear and associated controls with a total connection capacity of 4.5MW. Land off Ely Road, Chittering, Cambridge, Cambridgeshire, CB25 9PN TL506716
2 | fenla3 | T-4 | Capacity Auction | 2024 | FENLAND GLASSHOUSE LIMITED |  | Fen3 | AGR Power Limited | 02070421100 | tom.harada@agr-group.co.uk | Distribution | Non CMRS | New Build Generating CMU | Gas |  |  | Not Prequalified | Opt-In |  | 15 |  | Yes |  |  | 13500 |  | 1.5 |  |  | 1.35 |  |  |  | 1.35 | [7 empty] | Yes | [14 empty] | Deferred
X | fenla3 - Component - fenla3 | [13 empty] | Combined Heat and Power (CHP) | [21 empty] | Gas-fired reciprocating engines fitted with heat and CO2 recovery equipment, plus transformers, switch gear and associated controls with a total connection capacity of 1.5MW. Land off Ely Road, Chittering, Cambridge, Cambridgeshire, CB25 9PN TL506716
1 | FERRBR | T-4 | Capacity Auction | 2024 | Keadby Generation Limited |  | Ferrybridge | SSE Generation Limited | 01738453407 | CMSecondaryTrading@sse.com | Transmission | CMRS | Existing Generating CMU |  |  |  |  | Opt-Out | Closed down, decommissioned or otherwise non-operational by the start of the relevant Delivery Year | [14 empty] | 863.415 | [7 empty] | No |  |  |  | No | [10 empty] | N/A
X | FERRBR - Component - T_FERR-3 | [13 empty] | Coal | [21 empty] | Aux. load separately metered Ferrybridge Power Station, Stranglands Lane, Knottingley, West Yorkshire, WF11 8SQ SE474248 | 5012
X | FERRBR - Component - T_FERR-5G | [13 empty] | Open Cycle Gas Turbine (OCGT) | [21 empty] | GT5 Ferrybridge Power Station, Stranglands Lane, Knottingley, West Yorkshire, WF11 8SQ SE474249 | 5012
X | FERRBR - Component - T_FERR-8G | [13 empty] | Open Cycle Gas Turbine (OCGT) | [21 empty] | GT8 Ferrybridge Power Station, Stranglands Lane, Knottingley, West Yorkshire, WF11 8SQ SE474248 | 5011
X | FERRBR - Component - T_FERR-4 | [13 empty] | Coal | [21 empty] | Unit 4 Ferrybridge Power Station, Stranglands Lane, Knottingley, West Yorkshire, WF11 8SQ SE474248 | 5012
2 | FES001 | T-4 | Capacity Auction | 2024 | Walker & Son (Hauliers) Limited |  | FERRY1 |  | 01777874926 | lee.bartrop@walker-tuxford.co.uk | Distribution | Non CMRS | New Build Generating CMU | Gas |  |  | Prequalified | Opt-In |  | 15 |  | Yes | Yes |  | 0 |  | 8 |  |  | 7.618 |  |  |  | 7.618 | [7 empty] | Yes | [14 empty] | Deferred | Yes | 15 |  | No | N/A
X | FES001 - Component - FES001 | [13 empty] | Reciprocating engines | [21 empty] | AN 8MW new build gas generating station.. 1 Kirkshaw Lane, Ferrybridge, Knottingley, WF11 8RD SE 479 249
1 | FES002 | T-4 | Capacity Auction | 2024 | ROBIN HOOD AIRPORT DEVELOPMENTS LIMITED |  | FERRY2 | Walker & Son (Hauliers) Limited | 01777874926 | lee.bartrop@walker-tuxford.co.uk | Distribution | Non CMRS | New Build Generating CMU | Gas |  |  | Prequalified | Opt-In |  | 15 |  | Yes | Yes |  | 0 |  | 8 |  |  | 7.618 |  |  |  | 7.618 | [7 empty] | Yes | [14 empty] | Deferred | Yes | 15 |  | No | N/A
X | FES002 - Component - FES002 | [13 empty] | Reciprocating engines | [21 empty] | CMU FES002 which is an electrical power generating unit comprised of multiple gas reciprocating engines with an aggregated exporting capacity totalling 8MW. The CMU is located at: 1 Kirkshaw Lane, Ferrybridge, Knottingley, WF11 8RD. 1 Kirkshaw Lane, Ferrybridge, Knottingley, WF11 8RD SE 478 248
2 | FES003 | T-4 | Capacity Auction | 2024 | FERRYBRIDGE POWER LIMITED |  | FERRY3 | Walker & Son (Hauliers) Limited | 01777874926 | lee.bartrop@walker-tuxford.co.uk | Distribution | Non CMRS | New Build Generating CMU | Gas |  |  | Prequalified | Opt-In |  | 15 |  | Yes | Yes |  | 0 |  | 4 |  |  | 3.809 |  |  |  | 3.809 | [7 empty] | Yes | [14 empty] | Deferred | Yes | 15 |  | No | N/A
X | FES003 - Component - FES003 | [13 empty] | Reciprocating engines | [21 empty] | CMU FES003 which is an electrical power generating unit comprised of multiple gas reciprocating engines with an aggregated exporting capacity totalling 4MW. The CMU is located at: 1 Kirkshaw Lane, Ferrybridge, Knottingley, WF11 8RD. 1 Kirkshaw Lane, Ferrybridge, Knottingley, WF11 8RD SE 478 248
1 | FIDFER | T-4 | Capacity Auction | 2024 | Keadby Generation Limited |  | Fiddler's Ferry | SSE Generation Limited | 01738453407 | CMSecondaryTrading@sse.com | Transmission | CMRS | Existing Generating CMU |  |  |  |  | Opt-Out | Closed down, decommissioned or otherwise non-operational by the start of the relevant Delivery Year | [14 empty] | 1688.519 | [7 empty] | No |  |  |  | No | [10 empty] | N/A
X | FIDFER - Component - T_FIDL-1 | [13 empty] | Coal | [21 empty] | Generating Unit 1 Fiddler's Ferry Power Station, Widnes Road, Cuerdley, Warrington, WA5 2UT SJ 542 863
X | FIDFER - Component - T_FIDL-2 | [13 empty] | Coal | [21 empty] | Generating Unit 2 Fiddler's Ferry Power Station, Widnes Road, Cuerdley, Warrington, WA5 2UT SJ 542 863
X | FIDFER - Component - T_FIDL-3 | [13 empty] | Coal | [21 empty] | Generating Unit 3 Fiddler's Ferry Power Station, Widnes Road, Cuerdley, Warrington, WA5 2UT SJ 542 863
X | FIDFER - Component - T_FIDL-4 | [13 empty] | Coal | [21 empty] | Generating Unit 4 Fiddler's Ferry Power Station, Widnes Road, Cuerdley, Warrington, WA5 2UT SJ 542 863
X | FIDFER - Component - T_FIDL-2G | [13 empty] | Open Cycle Gas Turbine (OCGT) | [21 empty] | GT2 Fiddler's Ferry Power Station, Widnes Road, Cuerdley, Warrington, WA5 2UT SJ 542 863
X | FIDFER - Component - T_FIDL-3G | [13 empty] | Open Cycle Gas Turbine (OCGT) | [21 empty] | GT3 Fiddler's Ferry Power Station, Widnes Road, Cuerdley, Warrington, WA5 2UT SJ 542 863
2 | Finwy3 | T-4 | Capacity Auction | 2024 | FLINT TO CELL LIMITED |  | Finway |  | 02070421100 | info@agr-group.co.uk | Distribution | Non CMRS | Existing Generating CMU | Gas |  |  | Prequalified | Opt-In |  | 1 |  |  |  |  | 0 |  | 5.065 |  |  | 4.823 |  |  |  | 4.761 | [7 empty] | No | No | Yes | Metering Option (a) (Supplier Settlement Metering Configuration Solution) | No |  |  | No | [7 empty] | No | N/A | 1 |  | Yes | 1
X | Finwy3 - Component - Finwy3 | [13 empty] | Reciprocating engines | [21 empty] | Containerised High Speed Gas-fired reciprocating engines with transformers, switchgear and associated control gear with a total connection capacity of 5MW 4 Finway Road Hemel Hempstead HP2 7PT TL 076 092 | 1050001450252
1 | FISH01 | T-4 | Capacity Auction | 2024 | Fishcross Generation Limited |  | Fishcross | Forsa Energy Cm Holdings Limited | 02079522244 | jpoley@forsaenergy.com | Distribution | Non CMRS | New Build Generating CMU | Gas |  |  | Not Prequalified | Opt-In |  | 15 |  |  |  |  | 0 |  | 22.5 |  |  | 21.425 |  |  |  | 21.425 | [7 empty] | Yes | [14 empty] | Deferred
X | FISH01 - Component - FISH01 | [13 empty] | Reciprocating engines | [21 empty] | A new build, gas fuelled generation station. Collyland Road, Fishcross, FK10 3JN NS 892 953
2 | FIVOAK | T-4 | Capacity Auction | 2024 | SSEPG (Operations) Limited |  | Five Oaks | SSE Generation Limited | 01738453407 | CMSecondaryTrading@sse.com | Distribution | Non CMRS | Existing Generating CMU |  |  |  |  | Opt-Out | Closed down, decommissioned or otherwise non-operational by the start of the relevant Delivery Year | [14 empty] | 8.295 | [7 empty] | No | No | Yes | Metering Option (a) (Supplier Settlement Metering Configuration Solution) | No |  |  | No | [7 empty] | N/A
X | FIVOAK - Component - FOAKS-1 | [13 empty] | Reciprocating engines | [21 empty] | 4 x reciprocating engines Five Oaks Grid Substation Horsham Road Five Oaks Billinghurst, RH14 9AT TQ107290
1 | FM1-24 | T-4 | Capacity Auction | 2024 | Ferrybridge MFE Limited |  | FM1 | Multifuel Energy Limited | 07469855971 | matt.hardy@multifuelenergy.com | Distribution | Non CMRS | Existing Generating CMU | Waste |  |  | Prequalified | Opt-In |  | 1 |  |  |  |  | 0 |  | 77.08 |  |  | 65.364 |  |  |  | 65.328 | [7 empty] | No | No | Yes | Metering Option (a) (Supplier Settlement Metering Configuration Solution) | No |  |  | No | [7 empty] | No | N/A | 1 |  | Yes | 1
X | FM1-24 - Component - FM1-22 | [13 empty] | Energy from Waste | [21 empty] | FM1 is a twin boiler, single steam turbine energy from waste plant exporting at 132kV to the NPG area network. Ferrybridge MFE Limited Kirkhaw Lane Off Stranglands Lane Knottingley West Yorkshire WF11 8DX SE 473 250 | 2394000111660
2 | FM2-24 | T-4 | Capacity Auction | 2024 | Ferrybridge MFE 2 Limited |  | FM2 | Multifuel Energy Limited | 07469855971 | matt.hardy@multifuelenergy.com | Distribution | Non CMRS | Existing Generating CMU | Waste |  |  | Prequalified | Opt-In |  | 1 |  |  |  |  | 0 |  | 77 |  |  | 65.296 |  |  |  | 65.296 | [7 empty] | No | No | Yes | Metering Option (a) (Supplier Settlement Metering Configuration Solution) | No |  |  | No | [7 empty] | No | N/A | 1 |  | Yes | 1
X | FM2-24 - Component - FM2-23 | [13 empty] | Energy from Waste | [21 empty] | FM2 is a twin boiler, single steam turbine energy from waste plant exporting at 132kV to the NPG area network Ferrybridge MFE 2 Limited Kirkhaw Lane, off Stranglands Lane Knottingley West Yorkshire WF11 8DX Note: NPG has used the generic post code WF11 8RA for the Ferrybridge power station site in their connection offer. WF11 8DX is expected to be the post code for FM2 (as well as FM1) SE 472 253 | 2394000135129
1 | FOOT20 | T-4 | Capacity Auction | 2024 | Stairfoot Generation Ltd |  | Stairfoot 1 |  | 01452541746 | admin@noriker.co.uk | Distribution | Non CMRS | New Build Generating CMU | Storage - Battery |  | Yes | Not Prequalified | Opt-In |  | 15 |  |  |  |  | 0 |  | 40 |  |  | 9.908 |  |  |  | 9.908 | [7 empty] | Yes | [14 empty] | Deferred
X | FOOT20 - Component - SFOOTA | [13 empty] | Storage (Duration 1h) | [21 empty] | A 40MW New Build Battery Storage site Oaks Business Park, Oaks Lane, Barnsley, S71 1HT SE366061
2 | FOY124 | T-4 | Capacity Auction | 2024 | SSE Generation Limited |  | Foyers 1 | SSE plc | 01738453407 | CMSecondaryTrading@sse.com | Transmission | CMRS | Existing Generating CMU | Storage - Pumped |  | Yes | Prequalified | Opt-In |  | 1 |  |  |  |  | 0 |  | 150 |  |  | 141.96 |  |  |  | 141.96 | [7 empty] | No |  |  |  | No | [10 empty] | No | N/A | 1 |  | Yes | 1
X | FOY124 - Component - T_FOYE-1 | [13 empty] | Storage (Duration 5.5h) | [21 empty] | Generating Unit 1 Foyers Power Station, Foyers, Inverness, IV2 6YB NH 503 217
1 | FOY224 | T-4 | Capacity Auction | 2024 | SSE Generation Limited |  | Foyers 2 | SSE plc | 01738453407 | CMSecondaryTrading@sse.com | Transmission | CMRS | Existing Generating CMU | Storage - Pumped |  | Yes | Prequalified | Opt-In |  | 1 |  |  |  |  | 0 |  | 150 |  |  | 141.96 |  |  |  | 141.96 | [7 empty] | No |  |  |  | No | [10 empty] | No | N/A | 1 |  | Yes | 1
X | FOY224 - Component - T_FOYE-2 | [13 empty] | Storage (Duration 5.5h) | [21 empty] | Generating Unit 2 Foyers Power Station, Foyers, Inverness, IV2 6YB NH 503 217
2 | FRIAR4 | T-4 | Capacity Auction | 2024 | Friars Gate Flexi Limited |  | Friars Gate Gas A | Low Carbon Flexible Generation Limited | 02074090700 | enquiries@lowcarbon.com | Distribution | Non CMRS | New Build Generating CMU | Gas |  |  | Not Prequalified | Opt-In |  | 15 |  | Yes | Yes |  | 95220 | Yes | 10 |  |  | 9.522 |  |  |  | 9.522 | [7 empty] | Yes | [14 empty] | Deferred
X | FRIAR4 - Component - 000001 | [13 empty] | Reciprocating engines | [21 empty] | Multiple gas engines capable of exporting electricity. Land at Friars Gate, Doncaster, DN1 1QE SE 572 038
1 | FRIAR5 | T-4 | Capacity Auction | 2024 | Friars Gate Flexi Limited |  | Friars Gate Gas B | Low Carbon Flexible Generation Limited | 02074090700 | enquiries@lowcarbon.com | Distribution | Non CMRS | New Build Generating CMU | Gas |  |  | Not Prequalified | Opt-In |  | 15 |  | Yes | Yes |  | 95220 | Yes | 10 |  |  | 9.522 |  |  |  | 9.522 | [7 empty] | Yes | [14 empty] | Deferred
X | FRIAR5 - Component - 000001 | [13 empty] | Reciprocating engines | [21 empty] | Multiple gas engines capable of exporting electricity. Land at Friars Gate, Doncaster, DN1 1QE SE 572 038
2 | FRPBA1 | T-4 | Capacity Auction | 2024 | FRP MERCIA HOLDCO 2 LIMITED |  | Fulwood Road - Battery | Mercia Power Response (Holdings) Limited | 07415186077 | paul.tittley@merciapr.co.uk | Distribution | Non CMRS | New Build Generating CMU | Storage - Battery |  | Yes | Not Prequalified | Opt-In |  | 15 |  | Yes | Yes |  | 0 | Yes | 1.497 |  |  | 0.991 |  |  |  | 0.993 | [7 empty] | Yes | [14 empty] | Deferred
X | FRPBA1 - Component - BA1201 | [13 empty] | Storage (Duration 3h) | [21 empty] | Battery storage Land at Fulwood Rd North, Sutton-in-Ashfield, NG17 2NB NG17 2NB Sutton in Ashfield SK 470 580
1 | FRPBA2 | T-4 | Capacity Auction | 2024 | FRP MERCIA HOLDCO 2 LIMITED |  | Wellington Road - Battery | Mercia Power Response (Holdings) Limited | 07415186077 | paul.tittley@merciapr.co.uk | Distribution | Non CMRS | New Build Generating CMU | Storage - Battery |  | Yes | Not Prequalified | Opt-In |  | 15 |  | Yes | Yes |  | 0 | Yes | 1.497 |  |  | 0.991 |  |  |  | 0.993 | [7 empty] | Yes | [14 empty] | Deferred
X | FRPBA2 - Component - BA2201 | [13 empty] | Storage (Duration 3h) | [21 empty] | Battery storage Cascade Works, Wellington Rd, Burton-on-Trent, DE14 2DW DE14 2DW Burton Upon Trent SK 234 224
2 | FRPFBL | T-4 | Capacity Auction | 2024 | FRP MERCIA HOLDCO 2 LIMITED |  | Fordbridge Lane | Mercia Power Response (Holdings) Limited | 07415186077 | paul.tittley@merciapr.co.uk | Distribution | Non CMRS | New Build Generating CMU | Gas |  |  | Prequalified | Opt-In |  | 15 |  | Yes | Yes |  | 0 |  | 7.342 |  |  | 6.99 |  |  |  | 7.142 | [7 empty] | No | No | Yes | Metering Option (a) (Supplier Settlement Metering Configuration Solution) | No |  |  | No | [7 empty] | No | Yes | 15 |  | No | N/A
X | FRPFBL - Component - FBL201 | [13 empty] | Reciprocating engines | [21 empty] | New reciprocating gensets in acoustic enclosure Land to north east of Electricity Substation, Fordbridge Lane, Blackwell DE55 5JY Alfreton SK 439 578
X | FRPFBL - Component - FBL202 | [13 empty] | Reciprocating engines | [21 empty] | New reciprocating gensets in acoustic enclosure Land to north east of Electricity Substation, Fordbridge Lane, Blackwell DE55 5JY Alfreton SK 439 578
X | FRPFBL - Component - FBL203 | [13 empty] | Reciprocating engines | [21 empty] | New reciprocating gensets in acoustic enclosure Land to north east of Electricity Substation, Fordbridge Lane, Blackwell DE55 5JY Alfreton SK 439 578
X | FRPFBL - Component - FBL204 | [13 empty] | Reciprocating engines | [21 empty] | New reciprocating gensets in acoustic enclosure Land to north east of Electricity Substation, Fordbridge Lane, Blackwell DE55 5JY Alfreton SK 439 578
X | FRPFBL - Component - FBL205 | [13 empty] | Reciprocating engines | [21 empty] | New reciprocating gensets in acoustic enclosure Land to north east of Electricity Substation, Fordbridge Lane, Blackwell DE55 5JY Alfreton SK 439 578
X | FRPFBL - Component - FBL206 | [13 empty] | Reciprocating engines | [21 empty] | New reciprocating gensets in acoustic enclosure Land to north east of Electricity Substation, Fordbridge Lane, Blackwell DE55 5JY Alfreton SK 439 578
X | FRPFBL - Component - FBL207 | [13 empty] | Reciprocating engines | [21 empty] | New reciprocating gensets in acoustic enclosure Land to north east of Electricity Substation, Fordbridge Lane, Blackwell DE55 5JY Alfreton SK 439 578
1 | FRPNEA | T-4 | Capacity Auction | 2024 | FRP MERCIA HOLDCO 2 LIMITED |  | Neander | Mercia Power Response (Holdings) Limited | 07415186077 | paul.tittley@merciapr.co.uk | Distribution | Non CMRS | New Build Generating CMU | Gas |  |  | Not Prequalified | Opt-In |  | 15 |  | Yes | Yes |  | 0 | Yes | 7.832 |  |  | 7.456 |  |  |  | 7.618 | [7 empty] | No | No | Yes | Metering Option (a) (Supplier Settlement Metering Configuration Solution) | No |  |  | No | [7 empty] | No
X | FRPNEA - Component - NEA201 | [13 empty] | Reciprocating engines | [21 empty] | New reciprocating gensets in acoustic enclosure Land at Neander, Lichfield Road Industrial Estate, Tamworth B79 7XA Tamworth SK 197 048
X | FRPNEA - Component - NEA202 | [13 empty] | Reciprocating engines | [21 empty] | New reciprocating gensets in acoustic enclosure Land at Neander, Lichfield Road Industrial Estate, Tamworth B79 7XA Tamworth SK 197 048
X | FRPNEA - Component - NEA203 | [13 empty] | Reciprocating engines | [21 empty] | New reciprocating gensets in acoustic enclosure Land at Neander, Lichfield Road Industrial Estate, Tamworth B79 7XA Tamworth SK 197 048
X | FRPNEA - Component - NEA204 | [13 empty] | Reciprocating engines | [21 empty] | New reciprocating gensets in acoustic enclosure Land at Neander, Lichfield Road Industrial Estate, Tamworth B79 7XA Tamworth SK 197 048
X | FRPNEA - Component - NEA205 | [13 empty] | Reciprocating engines | [21 empty] | New reciprocating gensets in acoustic enclosure Land at Neander, Lichfield Road Industrial Estate, Tamworth B79 7XA Tamworth SK 197 048
X | FRPNEA - Component - NEA206 | [13 empty] | Reciprocating engines | [21 empty] | New reciprocating gensets in acoustic enclosure Land at Neander, Lichfield Road Industrial Estate, Tamworth B79 7XA Tamworth SK 197 048
X | FRPNEA - Component - NEA207 | [13 empty] | Reciprocating engines | [21 empty] | New reciprocating gensets in acoustic enclosure Land at Neander, Lichfield Road Industrial Estate, Tamworth B79 7XA Tamworth SK 197 048
X | FRPNEA - Component - NEA208 | [13 empty] | Reciprocating engines | [21 empty] | New reciprocating gensets in acoustic enclosure Land at Neander, Lichfield Road Industrial Estate, Tamworth B79 7XA Tamworth SK 197 048
2 | FRPOWS | T-4 | Capacity Auction | 2024 | FRP MERCIA HOLDCO 2 LIMITED |  | Orwell Street | Mercia Power Response (Holdings) Limited | 07415186077 | paul.tittley@merciapr.co.uk | Distribution | Non CMRS | New Build Generating CMU | Gas |  |  | Prequalified | Opt-In |  | 15 |  | Yes | Yes |  | 0 |  | 3.916 |  |  | 3.728 |  |  |  | 3.809 | [7 empty] | No | No | Yes | Metering Option (a) (Supplier Settlement Metering Configuration Solution) | No |  |  | No | [7 empty] | No | Yes | 15 |  | No | N/A
X | FRPOWS - Component - OWS201 | [13 empty] | Reciprocating engines | [21 empty] | New reciprocating gensets in acoustic enclosure Land at Orwell Street, East Marsh, Grimsby DN31 3HF Grimsby TA 279 104
X | FRPOWS - Component - OWS202 | [13 empty] | Reciprocating engines | [21 empty] | New reciprocating gensets in acoustic enclosure Land at Orwell Street, East Marsh, Grimsby DN31 3HF Grimsby TA 279 104
X | FRPOWS - Component - OWS203 | [13 empty] | Reciprocating engines | [21 empty] | New reciprocating gensets in acoustic enclosure Land at Orwell Street, East Marsh, Grimsby DN31 3HF Grimsby TA 279 104
X | FRPOWS - Component - OWS204 | [13 empty] | Reciprocating engines | [21 empty] | New reciprocating gensets in acoustic enclosure Land at Orwell Street, East Marsh, Grimsby DN31 3HF Grimsby TA 279 104
1 | FRPSOO | T-4 | Capacity Auction | 2024 | FRP MERCIA HOLDCO 2 LIMITED |  | Sookholme Road | Mercia Power Response (Holdings) Limited | 07415186077 | paul.tittley@merciapr.co.uk | Distribution | Non CMRS | New Build Generating CMU | Gas |  |  | Prequalified | Opt-In |  | 15 |  | Yes | Yes |  | 0 |  | 6 |  |  | 5.592 |  |  |  | 5.713 | [7 empty] | No | No | Yes | Metering Option (a) (Supplier Settlement Metering Configuration Solution) | No |  |  | No | [7 empty] | No | Yes | 15 |  | No | N/A
X | FRPSOO - Component - SOO201 | [13 empty] | Reciprocating engines | [21 empty] | New reciprocating gensets in acoustic enclosure Land at Sookholme Road, Shirebrook, Mansfield NG20 8SG Shirebrook SK 532 674
X | FRPSOO - Component - SOO202 | [13 empty] | Reciprocating engines | [21 empty] | New reciprocating gensets in acoustic enclosure Land at Sookholme Road, Shirebrook, Mansfield NG20 8SG Shirebrook SK 532 674
X | FRPSOO - Component - SOO203 | [13 empty] | Reciprocating engines | [21 empty] | New reciprocating gensets in acoustic enclosure Land at Sookholme Road, Shirebrook, Mansfield NG20 8SG Shirebrook SK 532 674
X | FRPSOO - Component - SOO204 | [13 empty] | Reciprocating engines | [21 empty] | New reciprocating gensets in acoustic enclosure Land at Sookholme Road, Shirebrook, Mansfield NG20 8SG Shirebrook SK 532 674
X | FRPSOO - Component - SOO205 | [13 empty] | Reciprocating engines | [21 empty] | New reciprocating gensets in acoustic enclosure Land at Sookholme Road, Shirebrook, Mansfield NG20 8SG Shirebrook SK 532 674
X | FRPSOO - Component - SOO206 | [13 empty] | Reciprocating engines | [21 empty] | New reciprocating gensets in acoustic enclosure Land at Sookholme Road, Shirebrook, Mansfield NG20 8SG Shirebrook SK 532 674
2 | FRPWOO | T-4 | Capacity Auction | 2024 | FRP MERCIA HOLDCO 2 LIMITED |  | Woolaston Road | Mercia Power Response (Holdings) Limited | 07415186077 | paul.tittley@merciapr.co.uk | Distribution | Non CMRS | New Build Generating CMU | Gas |  |  | Prequalified | Opt-In |  | 15 |  | Yes | Yes |  | 0 |  | 6.853 |  |  | 6.524 |  |  |  | 6.665 | [7 empty] | No | No | Yes | Metering Option (a) (Supplier Settlement Metering Configuration Solution) | No |  |  | No | [7 empty] | No | Yes | 15 |  | No | N/A
X | FRPWOO - Component - WOO201 | [13 empty] | Reciprocating engines | [21 empty] | New reciprocating gensets in acoustic enclosure Land At Woolaston Road, Woolaston Road, Redditch, Worcestershire B98 7SG Redditch SP 062 656
X | FRPWOO - Component - WOO202 | [13 empty] | Reciprocating engines | [21 empty] | New reciprocating gensets in acoustic enclosure Land At Woolaston Road, Woolaston Road, Redditch, Worcestershire B98 7SG Redditch SP 062 656
X | FRPWOO - Component - WOO203 | [13 empty] | Reciprocating engines | [21 empty] | New reciprocating gensets in acoustic enclosure Land At Woolaston Road, Woolaston Road, Redditch, Worcestershire B98 7SG Redditch SP 062 656
X | FRPWOO - Component - WOO204 | [13 empty] | Reciprocating engines | [21 empty] | New reciprocating gensets in acoustic enclosure Land At Woolaston Road, Woolaston Road, Redditch, Worcestershire B98 7SG Redditch SP 062 656
X | FRPWOO - Component - WOO205 | [13 empty] | Reciprocating engines | [21 empty] | New reciprocating gensets in acoustic enclosure Land At Woolaston Road, Woolaston Road, Redditch, Worcestershire B98 7SG Redditch SP 062 656
X | FRPWOO - Component - WOO206 | [13 empty] | Reciprocating engines | [21 empty] | New reciprocating gensets in acoustic enclosure Land At Woolaston Road, Woolaston Road, Redditch, Worcestershire B98 7SG Redditch SP 062 656
X | FRPWOO - Component - WOO207 | [13 empty] | Reciprocating engines | [21 empty] | New reciprocating gensets in acoustic enclosure Land At Woolaston Road, Woolaston Road, Redditch, Worcestershire B98 7SG Redditch SP 062 656
1 | FRROAD | T-4 | Capacity Auction | 2024 | FEEDER GRID STORAGE LIMITED |  | Feeder Road | Thrive Renewables plc | 01174281850 | Monika.Paplaczyk@thriverenewables.co.uk | Distribution | Non CMRS | New Build Generating CMU | Storage - Battery |  | Yes | Prequalified | Opt-In |  | 15 |  | Yes | Yes |  | 0 |  | 20 |  |  | 4.954 |  |  |  | 4.954 | [7 empty] | Yes | [14 empty] | Deferred | Yes | 15 |  | No | N/A
X | FRROAD - Component - FRROAD | [13 empty] | Storage (Duration 1h) | [21 empty] | The CMU will be an energy storage system comprised of batteries and will have import and export capacity of 20.000MW each. Adjacent To St Philip's Marsh Depot, Land Off, Feeder Road, Bristol, BS2 0TH ST608721
2 | FRY024 | T-4 | Capacity Auction | 2024 | HD777FRY LTD |  | Fryston | Harbour Energy Development Ltd | 02039181382 | info@harbourenergy.co.uk | Transmission | CMRS | New Build Generating CMU | Gas |  |  | Not Prequalified | Opt-In |  | 15 |  | Yes |  |  | 475150 | Yes | 49.9 |  |  | 47.515 |  |  |  | 47.515 | [7 empty] | Yes | [14 empty] | Deferred
X | FRY024 - Component - FRY024 | [13 empty] | Reciprocating engines | [21 empty] | A New Build Gas fuelled power plant Land at Monk Fryston Substation, Rawfield Lane, Leeds, LS25 5JD SE 485 289
1 | G12020 | T-4 | Capacity Auction | 2024 | SIMEC Lochaber Hydropower 2 Limited |  | SLH2G1 |  | 01397902321 | Ian.Love@Alvancegroup.com | Distribution | Non CMRS | Existing Generating CMU | Hydro |  |  | Rejected | Opt-In |  | 1 |  |  |  |  | 0 |  | 16.371 |  |  | 14.896 |  |  |  | 15.127 | [7 empty] | Yes | [14 empty] | Deferred
X | G12020 - Component - G12020 | [13 empty] | Hydro | [21 empty] | Hydro power turbine generator Unit 1 of the Lochaber Smelter hydro power plant, connected to a private network which in turn is connected to the local distribution network. The MPANs relate to the connection of the private network to the distribution network only. They will not be used for settlement purposes. Instead this CMU component will use bespoke net metering. SIMEC Lochaber Power Lochaber Smelter North Road Fort William PH336TH NN127750
2 | G22020 | T-4 | Capacity Auction | 2024 | SIMEC Lochaber Hydropower 2 Limited |  | SLH2G2 |  | 01397902321 | Ian.Love@Alvancegroup.com | Distribution | Non CMRS | Existing Generating CMU | Hydro |  |  | Rejected | Opt-In |  | 1 |  |  |  |  | 0 |  | 16.371 |  |  | 14.896 |  |  |  | 14.896 | [7 empty] | Yes | [14 empty] | Deferred
X | G22020 - Component - SLH2G2 | [13 empty] | Hydro | [21 empty] | Hydro power turbine generator Unit 1 of the Lochaber Smelter hydro power plant, connected to a private network which in turn is connected to the local distribution network. The MPANs relate to the connection of the private network to the distribution network only. They will not be used for settlement purposes. Instead this CMU component will use bespoke net metering. SIMEC Lochaber Power Lochaber Smelter North Road Fort William PH336TH NN127750
1 | G32020 | T-4 | Capacity Auction | 2024 | SIMEC Lochaber Hydropower 2 Limited |  | SLH2G3 |  | 01397902321 | Ian.Love@Alvancegroup.com | Distribution | Non CMRS | Existing Generating CMU | Hydro |  |  | Rejected | Opt-In |  | 1 |  |  |  |  | 0 |  | 13.882 |  |  | 12.631 |  |  |  | 12.631 | [7 empty] | Yes | [14 empty] | Deferred
X | G32020 - Component - SLH2G3 | [13 empty] | Hydro | [21 empty] | Hydro power turbine generator Unit 3 of the Lochaber Smelter hydro power plant, connected to a private network which in turn is connected to the local distribution network. The MPANs relate to the connection of the private network to the distribution network only. They will not be used for settlement purposes. Instead this CMU component will use bespoke net metering. SIMEC Lochaber Power Lochaber Smelter North Road Fort William PH336TH NN127750
2 | G42020 | T-4 | Capacity Auction | 2024 | SIMEC Lochaber Hydropower 2 Limited |  | SLH2G4 |  | 01397902321 | Ian.Love@Alvancegroup.com | Distribution | Non CMRS | Existing Generating CMU | Hydro |  |  | Rejected | Opt-In |  | 1 |  |  |  |  | 0 |  | 16.885 |  |  | 15.336 |  |  |  | 15.336 | [7 empty] | Yes | [14 empty] | Deferred
X | G42020 - Component - SLH2G4 | [13 empty] | Hydro | [21 empty] | Hydro power turbine generator Unit 4 of the Lochaber Smelter hydro power plant, connected to a private network which in turn is connected to the local distribution network. The MPANs relate to the connection of the private network to the distribution network only. They will not be used for settlement purposes. Instead this CMU component will use bespoke net metering. SIMEC Lochaber Power Lochaber Smelter North Road Fort William PH336TH NN127750
1 | G52020 | T-4 | Capacity Auction | 2024 | SIMEC Lochaber Hydropower 2 Limited |  | SLH2G5 |  | 01397902321 | Ian.Love@Alvancegroup.com | Distribution | Non CMRS | Existing Generating CMU | Hydro |  |  | Rejected | Opt-In |  | 1 |  |  |  |  | 0 |  | 16.532 |  |  | 15.042 |  |  |  | 15.042 | [7 empty] | Yes | [14 empty] | Deferred
X | G52020 - Component - SLH2G5 | [13 empty] | Hydro | [21 empty] | Hydro power turbine generator Unit 1 of the Lochaber Smelter hydro power plant, connected to a private network which in turn is connected to the local distribution network. The MPANs relate to the connection of the private network to the distribution network only. They will not be used for settlement purposes. Instead this CMU component will use bespoke net metering. SIMEC Lochaber Power Lochaber Smelter North Road Fort William PH336TH NN127750
2 | GBD001 | T-4 | Capacity Auction | 2024 | GridBeyond Limited |  | Endeco Technologies CMU1 |  | 01923431638 | secondary.trading@gridbeyond.com | Distribution | Non CMRS | Proven DSR CMU | DSR |  |  | Rejected | Opt-In |  | 1 |  |  |  |  | 0 |  | 3.941 | 3.941 | 3.122 | 3.122 |  |  |  | 9.668 | [7 empty] | No | No | Yes | Metering Option (a) (Supplier Settlement Metering Configuration Solution) | No |  |  | No | [7 empty] | No
X | GBD001 - Component - END004.1 | [13 empty] | DSR | [21 empty] | Aggregated Generation - Diesel To be Determined 0
X | GBD001 - Component - END004.145_1 | [13 empty] | DSR | [21 empty] | Load Response - Automated Dispatch via Proprietary Panel encompassing industrial computer, smart meters, smart I/O &/or serial comms 2 Bar Lane, York, YO51 9LS SE388662 | 1592009316991
X | GBD001 - Component - END004.146_2 | [13 empty] | DSR | [21 empty] | Load Response - Automated Dispatch via Proprietary Panel encompassing industrial computer, smart meters, smart I/O &/or serial comms 2 Bar Lane, York, YO51 9LS SE388662 | 1592001050505
X | GBD001 - Component - END004.147_3 | [13 empty] | DSR | [21 empty] | Load Response - Automated Dispatch via Proprietary Panel encompassing industrial computer, smart meters, smart I/O &/or serial comms 2 Bar Lane, York, YO51 9LS SE388662 | 1592101050500
X | GBD001 - Component - END004.148_4 | [13 empty] | DSR | [21 empty] | Load Response - Automated Dispatch via Proprietary Panel encompassing industrial computer, smart meters, smart I/O &/or serial comms 2 Bar Lane, York, YO51 9LS SE388662 | 1570000156914
X | GBD001 - Component - END004.149_5 | [13 empty] | DSR | [21 empty] | Load Response - Automated Dispatch via Proprietary Panel encompassing industrial computer, smart meters, smart I/O &/or serial comms 2 Bar Lane, York, YO51 9LS SE388662 | 1580001200924
X | GBD001 - Component - END004.150 | [13 empty] | DSR | [21 empty] | Load Response - Automated Dispatch via Proprietary Panel encompassing industrial computer, smart meters, smart I/O &/or serial comms Portbury, Bristol, BS20 7XS ST500762
1 | GBD009 | T-4 | Capacity Auction | 2024 | GridBeyond Limited |  | GridBeyond GBD009 |  | 01923431638 | secondary.trading@gridbeyond.com | Distribution | Non CMRS | Existing Generating CMU | Gas |  |  | Prequalified | Opt-In |  | 1 |  |  |  |  | 0 |  | 33.2 |  |  | 29.88 |  |  |  | 29.752 | [7 empty] | Yes | [14 empty] | Deferred | N/A | 1 |  | Yes | 1
X | GBD009 - Component - GBD009 | [13 empty] | Combined Heat and Power (CHP) | [21 empty] | On-site CHP - existing generating unit Maesgwyn Farm, Chirk, Wrexham, LL14 5NT SJ 284 383 Maesgwyn Farm, Chirk, Wrexham, LL14 5NT SJ284383
2 | GBD010 | T-4 | Capacity Auction | 2024 | GridBeyond Limited |  | GBD010 |  | 01923431638 | secondary.trading@gridbeyond.com | Distribution | Non CMRS | Existing Generating CMU | Gas |  |  | Prequalified | Opt-In |  | 1 |  |  |  |  | 0 |  | 5.129 |  |  | 4.617 |  |  |  | 5 | [7 empty] | No | Yes | No | Metering Option (b) (Bespoke Metering Configuration Solution) | Yes | No |  |  |  | Yes |  | Yes the accuracy of each meter is set out in the metering assessment. | Yes |  |  | Yes | N/A | 1 |  | Yes | 1
X | GBD010 - Component - GBD010RFH | [13 empty] | Combined Heat and Power (CHP) | [21 empty] | On-site CHP - existing generating unit Pond Street London OS Grid Reference: TQ 272 854 NW3 2QG Pond Street London NW3 2QG TQ 272 854
X | GBD010 - Component - GBD010CFH | [13 empty] | Combined Heat and Power (CHP) | [21 empty] | On-site CHP - existing generating unit The Ridgeway Enfield, Middlesex EN2 8JL OS Grid Reference: TQ 312 980 The Ridgeway Enfield, Middlesex EN2 8JL TQ 312 980
1 | GBEX24 | T-4 | Capacity Auction | 2024 | SSE Generation Limited |  | Gordonbush Extension | SSE plc | 01738453407 | CMSecondaryTrading@sse.com | Transmission | CMRS | New Build Generating CMU | Onshore Wind |  |  | Prequalified | Opt-In |  | 15 |  | Yes |  |  | 29680 |  | 38 |  |  | 2.968 |  |  |  | 2.968 | [7 empty] | Yes | [14 empty] | Deferred | Yes | 15 |  | Yes | 15
X | GBEX24 - Component - GORDW-2 | [13 empty] | Onshore Wind | [21 empty] | Wind Farm with 11 Wind turbines Gordonbush Wind Farm, Brora, Sutherland, KW9 6LX NC 826 113
2 | GCHPLB | T-4 | Capacity Auction | 2024 | Grangemouth CHP Limited |  | Grangemouth CHP | INEOS Industries Holdings Limited | 01324483422 | graopchp@ineos.com | Distribution | CMRS | Existing Generating CMU | Gas |  |  | Prequalified | Opt-In |  | 1 |  |  |  |  | 0 |  | 142 |  |  | 127.8 |  |  |  | 127.8 | [7 empty] | No | No | Yes |  | No | [10 empty] | No | N/A | 1 |  | Yes | 1
X | GCHPLB - Component - GRMO-1 | [13 empty] | Combined Heat and Power (CHP) | [21 empty] | CHP Plant connected to Private Wire System (operated by INEOS Infrastructure (Grangemouth) Limited) with Connection to NETS Bo'ness Road Grangemouth Stirlingshire FK3 9XQ NS 943 810
1 | GEBA20 | T-4 | Capacity Auction | 2024 | Gateway Energy Centre Limited |  | Gateway Energy Centre Limited | INTERGEN PROJECTS (UK) LIMITED | 01316246767 | emc@intergen.com | Transmission | CMRS | New Build Generating CMU | Storage - Battery |  | Yes | Prequalified | Opt-In |  | 15 |  | Yes |  |  | 0 |  | 50 |  |  | 24.31 |  |  |  | 24.31 | [7 empty] | Yes | [14 empty] | Deferred | Yes | 15 |  | No | N/A
X | GEBA20 - Component - GWBAT1 | [13 empty] | Storage (Duration 2h) | [21 empty] | A new battery storage system comprising batteries, containers, inverters, control systems and associated balance of plant. This will be constructed on brownfield land in Stanford-Le-Hope, Essex. Metering of output is Net of auxillary load. The Manorway, Stanford-le-Hope, Essex SS17 9LP TQ 732 821
2 | GEBB20 | T-4 | Capacity Auction | 2024 | Gateway Energy Centre Limited |  | Gateway Energy Centre Limited | INTERGEN PROJECTS (UK) LIMITED | 01316246767 | emc@intergen.com | Transmission | CMRS | New Build Generating CMU | Storage - Battery |  | Yes | Prequalified | Opt-In |  | 15 |  | Yes |  |  | 0 |  | 50 |  |  | 24.31 |  |  |  | 24.31 | [7 empty] | Yes | [14 empty] | Deferred | Yes | 15 |  | No | N/A
X | GEBB20 - Component - GWBAT2 | [13 empty] | Storage (Duration 2h) | [21 empty] | A new battery storage system comprising batteries, containers, inverters, control systems and associated balance of plant. This will be constructed on brownfield land in Stanford-Le-Hope, Essex. Metering of output is Net of auxillary load. The Manorway, Stanford-le-Hope, Essex SS17 9LP TQ 732 821
1 | GEBC20 | T-4 | Capacity Auction | 2024 | Gateway Energy Centre Limited |  | Gateway Energy Centre Limited | INTERGEN PROJECTS (UK) LIMITED | 01316246767 | emc@intergen.com | Transmission | CMRS | New Build Generating CMU | Storage - Battery |  | Yes | Prequalified | Opt-In |  | 15 |  | Yes |  |  | 0 |  | 50 |  |  | 24.31 |  |  |  | 24.31 | [7 empty] | Yes | [14 empty] | Deferred | Yes | 15 |  | No | N/A
X | GEBC20 - Component - GWBAT3 | [13 empty] | Storage (Duration 2h) | [21 empty] | A new battery storage system comprising batteries, containers, inverters, control systems and associated balance of plant. This will be constructed on brownfield land in Stanford-Le-Hope, Essex. Metering of output is Net of auxillary load. The Manorway, Stanford-le-Hope, Essex SS17 9LP TQ 732 821
2 | GEBD20 | T-4 | Capacity Auction | 2024 | Gateway Energy Centre Limited |  | Gateway Energy Centre Limited | INTERGEN PROJECTS (UK) LIMITED | 01316246767 | emc@intergen.com | Transmission | CMRS | New Build Generating CMU | Storage - Battery |  | Yes | Prequalified | Opt-In |  | 15 |  | Yes |  |  | 0 |  | 50 |  |  | 24.31 |  |  |  | 24.31 | [7 empty] | Yes | [14 empty] | Deferred | Yes | 15 |  | No | N/A
X | GEBD20 - Component - GWBAT4 | [13 empty] | Storage (Duration 2h) | [21 empty] | A new battery storage system comprising batteries, containers, inverters, control systems and associated balance of plant. This will be constructed on brownfield land in Stanford-Le-Hope, Essex. Metering of output is Net of auxillary load. The Manorway, Stanford-le-Hope, Essex SS17 9LP TQ 732 821
1 | GEBE20 | T-4 | Capacity Auction | 2024 | Gateway Energy Centre Limited |  | Gateway Energy Centre Limited | INTERGEN PROJECTS (UK) LIMITED | 01316246767 | emc@intergen.com | Transmission | CMRS | New Build Generating CMU | Storage - Battery |  | Yes | Prequalified | Opt-In |  | 15 |  | Yes |  |  | 0 |  | 50 |  |  | 24.31 |  |  |  | 24.31 | [7 empty] | Yes | [14 empty] | Deferred | Yes | 15 |  | No | N/A
X | GEBE20 - Component - GWBAT5 | [13 empty] | Storage (Duration 2h) | [21 empty] | A new battery storage system comprising batteries, containers, inverters, control systems and associated balance of plant. This will be constructed on brownfield land in Stanford-Le-Hope, Essex. Metering of output is Net of auxillary load. The Manorway, Stanford-le-Hope, Essex SS17 9LP TQ 732 821
2 | GEBF20 | T-4 | Capacity Auction | 2024 | Gateway Energy Centre Limited |  | Gateway Energy Centre Limited | INTERGEN PROJECTS (UK) LIMITED | 01316246767 | emc@intergen.com | Transmission | CMRS | New Build Generating CMU | Storage - Battery |  | Yes | Prequalified | Opt-In |  | 15 |  | Yes |  |  | 0 |  | 50 |  |  | 24.31 |  |  |  | 24.31 | [7 empty] | Yes | [14 empty] | Deferred | Yes | 15 |  | No | N/A
X | GEBF20 - Component - GWBAT6 | [13 empty] | Storage (Duration 2h) | [21 empty] | A new battery storage system comprising batteries, containers, inverters, control systems and associated balance of plant. This will be constructed on brownfield land in Stanford-Le-Hope, Essex. Metering of output is Net of auxillary load. The Manorway, Stanford-le-Hope, Essex SS17 9LP TQ 732 821
1 | GEBG20 | T-4 | Capacity Auction | 2024 | Gateway Energy Centre Limited |  | Gateway Energy Centre Limited | INTERGEN PROJECTS (UK) LIMITED | 01316246767 | emc@intergen.com | Transmission | CMRS | New Build Generating CMU | Storage - Battery |  | Yes | Prequalified | Opt-In |  | 15 |  | Yes |  |  | 0 |  | 20 |  |  | 9.724 |  |  |  | 9.724 | [7 empty] | Yes | [14 empty] | Deferred | Yes | 15 |  | No | N/A
X | GEBG20 - Component - GWBAT7 | [13 empty] | Storage (Duration 2h) | [21 empty] | A new battery storage system comprising batteries, containers, inverters, control systems and associated balance of plant. This will be constructed on brownfield land in Stanford-Le-Hope, Essex. Metering of output is Net of auxillary load. The Manorway, Stanford-le-Hope, Essex SS17 9LP TQ 732 821
2 | GECL20 | T-4 | Capacity Auction | 2024 | Gateway Energy Centre Limited |  | Gateway Energy Centre Limited | INTERGEN PROJECTS (UK) LIMITED | 01316246767 | emc@intergen.com | Transmission | CMRS | New Build Generating CMU | Gas |  |  | Not Prequalified | Opt-In |  | 15 |  | Yes |  |  | 2856500 |  | 299.99 |  |  | 285.65 |  |  |  | 285.65 | [7 empty] | Yes | [14 empty] | Deferred
X | GECL20 - Component - GECL01 | [13 empty] | Open Cycle Gas Turbine (OCGT) | [21 empty] | A new open cycle power station comprising gas turbine(s) and associated balance of plant. This will be constructed on brownfield land in Stanford-Le-Hope, Essex. Metering of output is Net of auxillary load. The Manorway, Stanford-le-Hope, Essex SS17 9LP TQ 732 821
1 | GFTCHP | T-4 | Capacity Auction | 2024 | GFT Energy Centre Ltd |  | GFTCHP |  | 01614449989 | info@on-site.energy | Transmission | CMRS | New Build Generating CMU | Gas |  |  | Rejected | Opt-In |  | 1 |  |  |  |  | 0 |  | 2.7 |  |  | 0 |  |  |  | 2.571 | [7 empty] | No |  |  |  | No | [10 empty] | No
X | GFTCHP - Component - 000001 | [13 empty] | Reciprocating engines | [21 empty] | MTU gas engines (1.5MW and 2.0MW) but restricted export capacity to 2.7MW. Getrag Ford Transmissions, Speke Boulevard, Halewood, Liverpool L24 9LE 451841
2 | GIPS24 | T-4 | Capacity Auction | 2024 | ARL 001 Limited |  | Gipsy Lane | Infragreen 4 Re Uk Limited | 02071839115 | info@arlingtonenergy.co.uk | Distribution | Non CMRS | New Build Generating CMU | Storage - Battery |  | Yes | Prequalified | Opt-In |  | 15 |  | Yes | Yes |  | 44590 |  | 18 |  |  | 4.459 |  |  |  | 4.459 | [7 empty] | Yes | [14 empty] | Deferred | Yes | 15 |  | Yes | 15
X | GIPS24 - Component - GIPS24 | [13 empty] | Storage (Duration 1h) | [21 empty] | A Battery Energy Storage System Gipsy Lane, A664, Rochdale, OL11 3HA SD 882 112
1 | GLEN24 | T-4 | Capacity Auction | 2024 | SSE Generation Limited |  | Glenmoriston | SSE plc | 01738453407 | CMSecondaryTrading@sse.com | Transmission | CMRS | Existing Generating CMU | Hydro |  |  | Prequalified | Opt-In |  | 1 |  |  |  |  | 0 |  | 39.71 |  |  | 36.132 |  |  |  | 36.132 | [7 empty] | No |  |  |  | Yes | [10 empty] | Provided | N/A | 1 |  | Yes | 1
X | GLEN24 - Component - M_CAS-MOR01 | [13 empty] | Hydro | [21 empty] | Gensets 1 & 2 ROCable hydro units within the BMU are not included in the CMU. Glenmoriston Power Station, Fort Augustus, Inverness, IV63 7YH NH 364 156
2 | GNA019 | T-4 | Capacity Auction | 2024 | GHEB2 A1 Limited |  | Pikelaw Place | GHEB2 A1 Holdings Limited | 02074973415 | info@green-hedge.com | Distribution | Non CMRS | New Build Generating CMU | Storage - Battery |  | Yes | Not Prequalified | Opt-In |  | 15 |  | Yes |  |  | 25320 | Yes | 10 |  |  | 2.477 |  |  |  | 2.477 | [7 empty] | Yes | [14 empty] | Deferred
X | GNA019 - Component - 2018001 | [13 empty] | Storage (Duration 1h) | [21 empty] | The CMU component at Pikelaw Place is an energy storage system comprised of Lithium-ion batteries. The system will have a 10 MW export capacity and an import capacity of 10 MW. 1 Pikelaw Place, West Pimbo, Up Holland, Skelmersdale, WN8 9PP SD 492 044
1 | GNA596 | T-4 | Capacity Auction | 2024 | GHEB2 C6 Limited |  | Whitehouse Farm | GHEB2 C Holdings Limited | 02074973415 | info@green-hedge.com | Distribution | Non CMRS | New Build Generating CMU | Storage - Battery |  | Yes | Prequalified | Opt-In |  | 15 |  | Yes |  |  | 0 |  | 40 |  |  | 9.908 |  |  |  | 9.908 | [7 empty] | Yes | [14 empty] | Deferred | No | 15
X | GNA596 - Component - 2018005 | [13 empty] | Storage (Duration 1h) | [21 empty] | The CMU component at Whitehouse Farm is an energy storage system comprised of Lithium-ion batteries. The system will have a 40 MW export capacity and an import capacity of 40 MW. Whitehouse Farm, Rhydd Road, Guarlford, WR13 6NZ SO 820 457
2 | GNBRE2 | T-4 | Capacity Auction | 2024 | GHEB2 B1 Limited |  | Breach Farm | GHEB2 B Holdings Limited | 02074973415 | info@green-hedge.com | Distribution | Non CMRS | New Build Generating CMU | Storage - Battery |  | Yes | Not Prequalified | Opt-In |  | 15 |  | Yes |  |  | 101280 |  | 40 |  |  | 9.908 |  |  |  | 9.908 | [7 empty] | Yes | [14 empty] | Deferred
X | GNBRE2 - Component - 2018002 | [13 empty] | Storage (Duration 1h) | [21 empty] | The CMU component at Breach Farm is an energy storage system comprised of Lithium-ion batteries. The system will have a 40 MW export capacity and an import capacity of 40 MW. Breach Farm, Swadlincote, Derbyshire, DE12 6RJ SK 265 189
1 | GNCAT1 | T-4 | Capacity Auction | 2024 | GHEB2 C3 Limited |  | Catsbrain Farm | GHEB2 C Holdings Limited | 02074973415 | info@green-hedge.com | Distribution | Non CMRS | New Build Generating CMU | Storage - Battery |  | Yes | Not Prequalified | Opt-In |  | 15 |  | Yes |  |  | 50640 |  | 20 |  |  | 4.954 |  |  |  | 4.954 | [7 empty] | Yes | [14 empty] | Deferred
X | GNCAT1 - Component - 2018004 | [13 empty] | Storage (Duration 1h) | [21 empty] | The CMU component at Catsbrain Farm is an energy storage system comprised of Lithium-ion batteries. The system will have a 20 MW export capacity and an import capacity of 20 MW. Catsbrain Farm, Stratton St Margaret, Swindon, SN3 4TD SU 174 891
2 | GNMCF1 | T-4 | Capacity Auction | 2024 | GHEB2 C1 Limited |  | Meadowcroft Farm | GHEB2 C Holdings Limited | 02074956063 | info@green-hedge.com | Distribution | Non CMRS | New Build Generating CMU | Storage - Battery |  | Yes | Not Prequalified | Opt-In |  | 15 |  | Yes |  |  | 12660 |  | 5 |  |  | 1.239 |  |  |  | 1.239 | [7 empty] | Yes | [14 empty] | Deferred
X | GNMCF1 - Component - 2017010 | [13 empty] | Storage (Duration 1h) | [21 empty] | The CMU component at Meadowcroft Farm is an energy storage system comprised of Lithium-ion batteries. The system will have a 5 MW export capacity and an import capacity of 5 MW. Meadowcroft Farm, Gretton Fields, Gretton, GL54 5HJ SO 998 324
1 | GNRUS1 | T-4 | Capacity Auction | 2024 | GHEB2 C2 Limited |  | Russell Farm | GHEB2 C Holdings Limited | 02074973415 | info@green-hedge.com | Distribution | Non CMRS | New Build Generating CMU | Storage - Battery |  | Yes | Not Prequalified | Opt-In |  | 15 |  | Yes |  |  | 50640 |  | 20 |  |  | 4.954 |  |  |  | 4.954 | [7 empty] | Yes | [14 empty] | Deferred
X | GNRUS1 - Component - 2018003 | [13 empty] | Storage (Duration 1h) | [21 empty] | The CMU component at Russell Farm is an energy storage system comprised of Lithium-ion batteries. The system will have a 20 MW export capacity and an import capacity of 20 MW. Russell Farm, Hursley, Winchester SO21 2UZ SU 443 269
2 | GRAI16 | T-4 | Capacity Auction | 2024 | Uniper Global Commodities SE | Bidding, Obligation Trading, Volume Reallocation | Grain U6 | Uniper Holding GmbH | 49211732757440 | UniperUK.PowerTrading@uniper.energy | Transmission | CMRS | Existing Generating CMU | Gas |  |  | Prequalified | Opt-In |  | 1 |  |  |  |  | 0 |  | 468 |  |  | 421.2 |  |  |  | 421.2 | [7 empty] | No |  |  |  | No | [10 empty] | No | N/A | 1 |  | Yes | 1
X | GRAI16 - Component - T_GRAI-6 | [13 empty] | Combined Heat and Power (CHP) | [21 empty] | Grain B CCGT Unit 6 CHP element is via supply of heat to Grain LNG regasification facility Power Station Road Isle of Grain Rochester ME3 0AR TQ 881 751
1 | GRAI17 | T-4 | Capacity Auction | 2024 | Uniper Global Commodities SE | Bidding, Obligation Trading, Volume Reallocation | Grain U7 | Uniper Holding GmbH | 49211732757440 | UniperUK.PowerTrading@uniper.energy | Transmission | CMRS | Existing Generating CMU | Gas |  |  | Prequalified | Opt-In |  | 1 |  |  |  |  | 0 |  | 468 |  |  | 421.2 |  |  |  | 421.2 | [7 empty] | No |  |  |  | No | [10 empty] | No | N/A | 1 |  | Yes | 1
X | GRAI17 - Component - T_GRAI-7 | [13 empty] | Combined Heat and Power (CHP) | [21 empty] | Grain B CCGT Unit 7 CHP element is via supply of heat to Grain LNG regasification facility Power Station Road Isle of Grain Rochester ME3 0AR TQ 881 751
2 | GRAI18 | T-4 | Capacity Auction | 2024 | Uniper Global Commodities SE | Bidding, Obligation Trading, Volume Reallocation | Grain U8 | Uniper Holding GmbH | 49211732757440 | UniperUK.PowerTrading@uniper.energy | Transmission | CMRS | Existing Generating CMU | Gas |  |  | Prequalified | Opt-In |  | 1 |  |  |  |  | 0 |  | 468 |  |  | 421.2 |  |  |  | 421.2 | [7 empty] | No |  |  |  | No | [10 empty] | No | N/A | 1 |  | Yes | 1
X | GRAI18 - Component - T_GRAI-8 | [13 empty] | Combined Heat and Power (CHP) | [21 empty] | Grain B CCGT Unit 8 CHP element is via supply of heat to Grain LNG regasification facility Power Station Road Isle of Grain Rochester ME3 0AR TQ 881 751
1 | GRGT21 | T-4 | Capacity Auction | 2024 | Uniper Global Commodities SE | Bidding, Obligation Trading, Volume Reallocation | Grain GT-1 | Uniper Holding GmbH | 49211732757440 | UniperUK.PowerTrading@uniper.energy | Transmission | CMRS | Existing Generating CMU | Diesel |  |  | Prequalified | Opt-In |  | 1 |  |  |  |  | 0 |  | 27.946 |  |  | 26.61 |  |  |  | 27.138 | [7 empty] | No |  |  |  | No | [10 empty] | No | N/A | 1 |  | Yes | 1
X | GRGT21 - Component - T_GRAI1G | [13 empty] | Open Cycle Gas Turbine (OCGT) | [21 empty] | OCGT from Grain U1. Fuel is Gas Oil as specified in BS 2869 Class A2 Power Station Road Isle of Grain Rochester ME3 0AR TQ 881 751
2 | GRGT24 | T-4 | Capacity Auction | 2024 | Uniper Global Commodities SE | Bidding, Obligation Trading, Volume Reallocation | Grain GT-4 | Uniper Holding GmbH | 49211732757440 | UniperUK.PowerTrading@uniper.energy | Transmission | CMRS | Existing Generating CMU | Diesel |  |  | Prequalified | Opt-In |  | 1 |  |  |  |  | 0 |  | 26.946 |  |  | 25.658 |  |  |  | 26.186 | [7 empty] | No |  |  |  | No | [10 empty] | No | N/A | 1 |  | Yes | 1
X | GRGT24 - Component - T_GRAI4G | [13 empty] | Open Cycle Gas Turbine (OCGT) | [21 empty] | OCGT from Grain U4. Fuel is Gas Oil as specified in BS 2869 Class A2 Power Station Road Isle of Grain Rochester ME3 0AR TQ 881 751
1 | GRMB20 | T-4 | Capacity Auction | 2024 | RWE Generation UK plc |  | CMU_GRMB20 | RWE Generation UK Holdings Limited | 01793475217 | CapMarketSecondaryTrading@rwe.com | Distribution | CMRS | New Build Generating CMU | Gas |  |  | Prequalified | Opt-In |  | 15 |  | Yes | Yes |  | 0 |  | 20 |  |  | 19.044 |  |  |  | 19.044 | [7 empty] | Yes | [14 empty] | Deferred | Yes | 15 |  | No | N/A
X | GRMB20 - Component - GRMB20 | [13 empty] | Reciprocating engines | [21 empty] | CMU will be formed of multiple individual gas reciprocating engine units Grimsby Power Station Moody Lane Grimsby DN31 2SW TA 254 113
2 | GRPH01 | T-4 | Capacity Auction | 2024 | Snowdonia Pumped Hydro Limited_ |  | GR1 | Quarry Battery Company | 07999552875 | dave@quarrybattery.com | Distribution | CMRS | New Build Generating CMU | Storage - Pumped |  | Yes | Not Prequalified | Opt-In |  | 15 |  | Yes |  |  | 473190 |  | 49.999 |  |  | 47.319 |  |  |  | 47.319 | [7 empty] | Yes | [14 empty] | Deferred
X | GRPH01 - Component - 000001 | [13 empty] | Storage (Duration 7h) | [21 empty] | 49.999 MW pumped storage facility in Gwynedd, North Wales. Glyn Rhonwy Pumped Storage Facility, Ffordd Clegir, Caernarfon, Gwynedd LL55 4EL Note: The site is currently brown field with no ability to receive post. As such this address uses the nearest current postcode. SH567608
1 | GRPH02 | T-4 | Capacity Auction | 2024 | Snowdonia Pumped Hydro Limited_ |  | GR2 | Quarry Battery Company | 07999552875 | dave@quarrybattery.com | Distribution | CMRS | New Build Generating CMU | Storage - Pumped |  | Yes | Not Prequalified | Opt-In |  | 15 |  | Yes |  |  | 473190 |  | 49.999 |  |  | 47.319 |  |  |  | 47.319 | [7 empty] | Yes | [14 empty] | Deferred
X | GRPH02 - Component - 000002 | [13 empty] | Storage (Duration 7h) | [21 empty] | 49.999 MW pumped storage facility in Gwynedd, North Wales. Glyn Rhonwy Pumped Storage Facility, Ffordd Clegir, Caernarfon, Gwynedd LL55 4EL Note: The site is currently brown field with no ability to receive post. As such this address uses the nearest current postcode. SH567608
2 | GSEF01 | T-4 | Capacity Auction | 2024 | Braintree Electric Forecourt Ltd |  | Braintree Electric Forecourt | GRIDSERVE HC LTD | 03331234333 | mike.rogers@gridserve.com | Distribution | Non CMRS | New Build Generating CMU | Storage - Battery |  | Yes | Prequalified | Opt-In |  | 15 |  | Yes |  |  | 12660 |  | 5 |  |  | 1.239 |  |  |  | 1.239 | [7 empty] | Yes | [14 empty] | Deferred | Yes | 15 |  | Yes | 15
X | GSEF01 - Component - GSEF01 | [13 empty] | Storage (Duration 1h) | [21 empty] | 5MW, 1 hour/5MWh lithium-ion battery Slamseys Farm, Blackley Lane, Great Notley, CM77 7QW TL737201
1 | GYAR20 | T-4 | Capacity Auction | 2024 | RWE Generation UK plc |  | CMU_GYAR-1 | RWE Generation UK Holdings Limited | 01793475217 | CapMarketSecondaryTrading@rwe.com | Distribution | CMRS | Existing Generating CMU | Gas |  |  | Prequalified | Opt-In |  | 1 |  |  |  |  | 0 |  | 410 |  |  | 369 |  |  |  | 369 | [7 empty] | No | No | Yes |  | No | [10 empty] | No | N/A | 1 |  | Yes | 1
X | GYAR20 - Component - E_GYAR-1 | [13 empty] | Combined Cycle Gas Turbine (CCGT) | [21 empty] | Great Yarmouth 1 - CCGT MSID: 7111 Great Yarmouth Power Station South Denes Road Great Yarmouth Norfolk NR30 3PY TG 530 051
2 | HAWK24 | T-4 | Capacity Auction | 2024 | SWB Power Ltd |  | Hawkeridge |  | 01519580431 | enquiries@balancepower.co.uk | Distribution | Non CMRS | New Build Generating CMU | Gas |  |  | Not Prequalified | Opt-In |  | 15 |  | Yes | Yes |  | 71990 | Yes | 7.56 |  |  | 7.199 |  |  |  | 7.199 | [7 empty] | Yes | [14 empty] | Deferred
X | HAWK24 - Component - HAWK24 | [13 empty] | Reciprocating engines | [21 empty] | A gas fuelled electrical power generating unit comprising multiple reciprocating engines Hawkeridge Road, Heywood, Westbury, BA13 4HQ ST 865 530
1 | HBDL20 | T-4 | Capacity Auction | 2024 | Harmony BD Limited |  | BROADDITCH |  | 01423799109 | peter.kavanagh@harmonyenergy.co.uk | Distribution | Non CMRS | New Build Generating CMU | Storage - Battery |  | Yes | Prequalified | Opt-In |  | 15 |  | Yes | Yes |  | 53480 |  | 11 |  |  | 5.348 |  |  |  | 5.348 | [7 empty] | Yes | [14 empty] | Deferred | Yes | 15 |  | Yes | 15
X | HBDL20 - Component - BROA21 | [13 empty] | Storage (Duration 2h) | [21 empty] | A new build 11MW battery storage system Land at Broadditch Farm, New Barn Road, Southfleet, DA13 9PU TQ 618 709
2 | HBF120 | T-4 | Capacity Auction | 2024 | Harmony BF Limited |  | BUMPERS |  | 01423799109 | peter.kavanagh@harmonyenergy.co.uk | Distribution | Non CMRS | New Build Generating CMU | Storage - Battery |  | Yes | Not Prequalified | Opt-In |  | 15 |  | Yes | Yes |  | 240670 | Yes | 49.5 |  |  | 24.067 |  |  |  | 24.067 | [7 empty] | Yes | [14 empty] | Deferred
X | HBF120 - Component - BUMP21 | [13 empty] | Storage (Duration 2h) | [21 empty] | A new build 49.5MW battery energy storage system Land at Bumpers Farm, Ilmer, Buckinghamshire, HP27 9RE SP 767 060
1 | HCFL20 | T-4 | Capacity Auction | 2024 | Harmony CF Limited |  | CHAPELFARM |  | 01423799109 | peter.kavanagh@harmonyenergy.co.uk | Distribution | Non CMRS | New Build Generating CMU | Storage - Battery |  | Yes | Not Prequalified | Opt-In |  | 15 |  | Yes | Yes |  | 240670 | Yes | 49.5 |  |  | 24.067 |  |  |  | 24.067 | [7 empty] | Yes | [14 empty] | Deferred
X | HCFL20 - Component - CHAP22 | [13 empty] | Storage (Duration 2h) | [21 empty] | 49.5 MW Battery Energy Storage facility Chapel Farm, Luton Road, Charlton, Luton, LU4 9UJ TL 034 264
2 | HCTF20 | T-4 | Capacity Auction | 2024 | Harmony CTF Limited |  | CLAY TYE FARM |  | 01423799109 | peter.kavanagh@harmonyenergy.co.uk | Distribution | Non CMRS | New Build Generating CMU | Storage - Battery |  | Yes | Prequalified | Opt-In |  | 15 |  | Yes | Yes |  | 240670 |  | 49.5 |  |  | 24.067 |  |  |  | 24.067 | [7 empty] | Yes | [14 empty] | Deferred | Yes | 15 |  | Yes | 15
X | HCTF20 - Component - CLAY21 | [13 empty] | Storage (Duration 2h) | [21 empty] | A new build 49.5MW battery energy storage system Clay Tye Farm, Clay Tye Road, Upminster, RM14 3PL TQ 594 862
1 | HDN220 | T-4 | Capacity Auction | 2024 | Daisy No 2 Limited |  | LR22 |  | 01423799109 | peter.kavanagh@harmonyenergy.co.uk | Distribution | CMRS | New Build Generating CMU | Storage - Battery |  | Yes | Not Prequalified | Opt-In |  | 15 |  | Yes | Yes |  | 240670 | Yes | 49.5 |  |  | 24.067 |  |  |  | 24.067 | [7 empty] | Yes | [14 empty] | Deferred
X | HDN220 - Component - LITT22 | [13 empty] | Storage (Duration 2h) | [21 empty] | 49.5MW Battery Energy Storage facility Little Raith Farm, Auchtertool, Fife, KY5 0AX NT210916
2 | HEA24a | T-4 | Capacity Auction | 2024 | Whitetower Energy Limited |  | Heartlands Power | Whitetower Holdings UK Limited | 07740634428 | michael.strutt@wtenergyltd.com | Distribution | CMRS | Existing Generating CMU | Gas |  |  | Prequalified | Opt-In |  | 1 |  |  |  |  | 0 |  | 50.385 |  |  | 47.977 |  |  |  | 47.977 | [7 empty] | No | No | Yes |  | Yes | [10 empty] | Provided | N/A | 1 |  | Yes | 1
X | HEA24a - Component - E_FDUN-1 | [13 empty] | Open Cycle Gas Turbine (OCGT) | [21 empty] | Existing OCGT Fort Parkway Heartlands Birmingham B24 9QT SP131903
1 | HEA24b | T-4 | Capacity Auction | 2024 | Whitetower Energy Limited |  | Heartlands Power | Whitetower Holdings UK Limited | 07740634428 | michael.strutt@wtenergyltd.com | Distribution | CMRS | Existing Generating CMU | Gas |  |  | Prequalified | Opt-In |  | 1 |  |  |  |  | 0 |  | 50.182 |  |  | 47.783 |  |  |  | 47.783 | [7 empty] | No | No | Yes |  | Yes | [10 empty] | Provided | N/A | 1 |  | Yes | 1
X | HEA24b - Component - E_FDUN-1 | [13 empty] | Open Cycle Gas Turbine (OCGT) | [21 empty] | Existing OCGT Fort Parkway Heartlands Birmingham B24 9QT SP131903
2 | HFML20 | T-4 | Capacity Auction | 2024 | Harmony FM Limited |  | FARNHAM |  | 01423799109 | peter.kavanagh@harmonyenergy.co.uk | Distribution | Non CMRS | New Build Generating CMU | Storage - Battery |  | Yes | Prequalified | Opt-In |  | 15 |  | Yes | Yes |  | 97240 |  | 20 |  |  | 9.724 |  |  |  | 9.724 | [7 empty] | Yes | [14 empty] | Deferred | Yes | 15 |  | Yes | 15
X | HFML20 - Component - FARN21 | [13 empty] | Storage (Duration 2h) | [21 empty] | A new build 20MW battery energy storage system Land to the rear of Poulson Plant Hire, Wrecclesham Hill, Farnham, GU10 4JU SU 819 439
1 | HHBL20 | T-4 | Capacity Auction | 2024 | Harmony HB Limited |  | HOLESBAY |  | 01423799109 | peter.kavanagh@harmonyenergy.co.uk | Distribution | Non CMRS | Existing Generating CMU | Storage - Battery |  | Yes | Prequalified | Opt-In |  | 1 |  |  |  |  | 0 |  | 7.5 |  |  | 3.647 |  |  |  | 3.647 | [7 empty] | Yes | [14 empty] | Deferred | N/A | 1 |  | Yes | 1
X | HHBL20 - Component - HLBA21 | [13 empty] | Storage (Duration 2h) | [21 empty] | A 7.5MW Tesla Battery Energy Storage System Land at Sterte Avenue West, Poole, BH15 2AL SZ 007 918
2 | HHBPL2 | T-4 | Capacity Auction | 2024 | Hay Hall Bio Power Limited |  | Hay Hall Bio Power Limited |  | 01782384898 | info@cogenuk.com | Distribution | Non CMRS | New Build Generating CMU | Waste |  |  | Not Prequalified | Opt-In |  | 15 |  | Yes |  |  | 237440 |  | 28 |  |  | 23.744 |  |  |  | 23.744 | [7 empty] | Yes | [14 empty] | Deferred
X | HHBPL2 - Component - HHBPL2 | [13 empty] | Energy from Waste | [21 empty] | Energy from Waste facility Hay Hall Road, Tyseley, Birmingham, B11 2AU SP 109 842
1 | HIND24 | T-4 | Capacity Auction | 2024 | ADV 001 Limited |  | Hindlip | Arlington Energy (Development) Limited | 02071839115 | info@arlingtonenergy.co.uk | Distribution | Non CMRS | New Build Generating CMU | Gas |  |  | Not Prequalified | Opt-In |  | 15 |  |  |  |  | 0 |  | 7.5 |  |  | 7.142 |  |  |  | 7.142 | [7 empty] | Yes | [14 empty] | Deferred
X | HIND24 - Component - HIND24 | [13 empty] | Reciprocating engines | [21 empty] | A new build 7.5MW gas fuelled generating station. Hindlip Lane, Worcester, WR3 8SB SO 865 583
2 | HJF120 | T-4 | Capacity Auction | 2024 | Harmony JF Limited |  | JAMESFIELD |  | 01423799109 | peter.kavanagh@harmonyenergy.co.uk | Distribution | Non CMRS | New Build Generating CMU | Storage - Battery |  | Yes | Not Prequalified | Opt-In |  | 15 |  | Yes | Yes |  | 145860 | Yes | 30 |  |  | 14.586 |  |  |  | 14.586 | [7 empty] | Yes | [14 empty] | Deferred
X | HJF120 - Component - JFIE21 | [13 empty] | Storage (Duration 2h) | [21 empty] | A new build 30MW battery energy storage system Land North East of Jamesfield Organic Centre, Newburgh, KY14 6EW NO 202 173
1 | HMAGE1 | T-4 | Capacity Auction | 2024 | HM AGECROFT LIMITED |  | HMAGE1 | DYNAMIC EPOWER HOLDINGS LIMITED | 07539917817 | thomas@hamiltonmarch.com | Distribution | Non CMRS | New Build Generating CMU | Gas |  |  | Prequalified | Opt-In |  | 15 |  | Yes | Yes |  | 133310 |  | 14 |  |  | 13.331 |  |  |  | 13.331 | [7 empty] | Yes | [14 empty] | Deferred | Yes | 15 |  | Yes | 15
X | HMAGE1 - Component - HMAGE1 | [13 empty] | Reciprocating engines | [21 empty] | Small scale gas-fuelled electricity generation facility (14MW) with associated infrastructure. Land Adjacent To Electricity Sub-Station, Agecroft Road, Pendlebury SD 802 018
2 | HOLD20 | T-4 | Capacity Auction | 2024 | Holditch Power Limited |  | Holditch Power Limited | Advica Holdings Limited | 07920440129 | matthew.tucker@welshpower.com | Distribution | Non CMRS | New Build Generating CMU | Gas |  |  | Prequalified | Opt-In |  | 15 |  | Yes | Yes |  | 0 |  | 9.36 |  |  | 8.722 |  |  |  | 8.913 | [7 empty] | Yes | [14 empty] | Deferred | Yes | 15 |  | No | N/A
X | HOLD20 - Component - HOLD20 | [13 empty] | Reciprocating engines | [21 empty] | Holditch Power will be a 9.36MW power plant comprising reciprocating engines. The power plant will be connected to the local distribution network and local gas network. Lymedale Business Park, Holditch Road, Newcastle-under-Lyme, Staffordshire,ST5 9JA SJ 838 482
1 | HOO333 | T-4 | Capacity Auction | 2024 | HATTON FARM ENERGY LIMITED |  | HOO111 | RE Projects Development Limited | 07858507631 | polina@repd.co.uk | Distribution | Non CMRS | New Build Generating CMU | Gas |  |  | Prequalified | Opt-In |  | 1 |  | Yes |  |  | 0 |  | 1 |  |  | 0.952 |  |  |  | 0.952 | [7 empty] | Yes | [14 empty] | Deferred | Yes | 1 |  | No | N/A
X | HOO333 - Component - HOO111 | [13 empty] | Open Cycle Gas Turbine (OCGT) | [21 empty] | gas powered generator to be installed on designated land within a manufacturing compound at the Hoon Hay Farm. land at Hoon Hay Farm, Marston Lane, Hatton, Derbyshire, DE65 5EA SK 223 299
2 | HP7-20 | T-4 | Capacity Auction | 2024 | EDF Energy Nuclear Generation Limited |  | Hinkley Point B Power Station CMU 7 | EDF Energy Holdings Limited | 01452652745 | EDFEnergyCMSecondaryTrading@edfenergy.com | Transmission | CMRS | Existing Generating CMU |  |  |  |  | Opt-Out | Closed down, decommissioned or otherwise non-operational by the start of the relevant Delivery Year | [14 empty] | 435.044 | [7 empty] | No |  |  |  | No | [10 empty] | N/A
X | HP7-20 - Component - T_HINB-7 | [13 empty] | Nuclear | [21 empty] | Hinkley Point B Power Station CMU 7: [HP7-20] T_HINB-7 + (50% x T_HINB-D) EDF Energy, Hinkley Point B power station, Nr Bridgwater, Somerset, TA5 1UD ST 213 461
1 | HP8-20 | T-4 | Capacity Auction | 2024 | EDF Energy Nuclear Generation Limited |  | Hinkley Point B Power Station CMU 8 | EDF Energy Holdings Limited | 01452652745 | EDFEnergyCMSecondaryTrading@edfenergy.com | Transmission | CMRS | Existing Generating CMU |  |  |  |  | Opt-Out | Closed down, decommissioned or otherwise non-operational by the start of the relevant Delivery Year | [14 empty] | 428.928 | [7 empty] | No |  |  |  | No | [10 empty] | N/A
X | HP8-20 - Component - T_HINB-8 | [13 empty] | Nuclear | [21 empty] | Hinkley Point B Power Station CMU 8: [HP8-20] T_HINB-8 + (50% x T_HINB-D) EDF Energy, Hinkley Point B power station, Nr Bridgwater, Somerset, TA5 1UD ST 213 461
2 | HPL_20 | T-4 | Capacity Auction | 2024 | Hirwaun Power Limited |  | Hirwaun Power OCGT | Drax Smart Generation HoldCo Limited | 01757618381 | CMsecondarytrading@drax.com | Transmission | CMRS | New Build Generating CMU | Gas |  |  | Prequalified | Opt-In |  | 15 |  | Yes |  |  | 2847080 |  | 299 |  |  | 284.708 |  |  |  | 284.708 | [7 empty] | Yes | [14 empty] | Deferred | Yes | 15 |  | Yes | 15
X | HPL_20 - Component - HPL_20 | [13 empty] | Open Cycle Gas Turbine (OCGT) | [21 empty] | A new Open Cycle Gas Turbine peaking plant Units 1-4, Hirwaun Industrial Estate, Hirwaun, Aberdare, S Wales, CF44 9UY SN 937 062
1 | HPW120 | T-4 | Capacity Auction | 2024 | Harmony (PW) Limited |  | PILLSWOOD |  | 01423799109 | peter.kavanagh@harmonyenergy.co.uk | Distribution | Non CMRS | New Build Generating CMU | Storage - Battery |  | Yes | Not Prequalified | Opt-In |  | 15 |  | Yes | Yes |  | 240668 | Yes | 49.5 |  |  | 24.067 |  |  |  | 24.067 | [7 empty] | Yes | [14 empty] | Deferred
X | HPW120 - Component - PILL21 | [13 empty] | Storage (Duration 2h) | [21 empty] | A 49.5MW battery energy storage system Land South East of Lawns Farm, Park Lane, Cottingham, East Riding Of Yorkshire, HU16 5SB TA 047 349
2 | HPW220 | T-4 | Capacity Auction | 2024 | Harmony (PW) 2 Limited |  | PILLSWOOD2 |  | 01423799109 | peter.kavanagh@harmonyenergy.co.uk | Distribution | CMRS | New Build Generating CMU | Storage - Battery |  | Yes | Not Prequalified | Opt-In |  | 15 |  | Yes | Yes |  | 240670 | Yes | 49.5 |  |  | 24.067 |  |  |  | 24.067 | [7 empty] | Yes | [14 empty] | Deferred
X | HPW220 - Component - PWS222 | [13 empty] | Storage (Duration 2h) | [21 empty] | 49.5MW Battery Energy Storage facility Land adjacent to Dunswell Road, Cottingham, East Yorkshire, HU16 4JS TA048349
1 | HR1-20 | T-4 | Capacity Auction | 2024 | EDF Energy Nuclear Generation Limited |  | Hartlepool Power Station CMU 1 | EDF Energy Holdings Limited | 01452652745 | EDFEnergyCMSecondaryTrading@edfenergy.com | Transmission | CMRS | Existing Generating CMU |  |  |  |  | Opt-Out | Closed down, decommissioned or otherwise non-operational by the start of the relevant Delivery Year | [14 empty] | 492.657 | [7 empty] | No |  |  |  | No | [10 empty] | N/A
X | HR1-20 - Component - T_HRTL-1 | [13 empty] | Nuclear | [21 empty] | Hartlepool Power Station CMU 1: [HR1-20] T_HRTL-1 EDF Energy, Hartlepool power station, Tees Road, Hartlepool, TS25 2BZ NZ 530 270
2 | HR2-20 | T-4 | Capacity Auction | 2024 | EDF Energy Nuclear Generation Limited |  | Hartlepool Power Station CMU 2 | EDF Energy Holdings Limited | 01452652745 | EDFEnergyCMSecondaryTrading@edfenergy.com | Transmission | CMRS | Existing Generating CMU |  |  |  |  | Opt-Out | Closed down, decommissioned or otherwise non-operational by the start of the relevant Delivery Year | [14 empty] | 490.203 | [7 empty] | No |  |  |  | No | [10 empty] | N/A
X | HR2-20 - Component - T_HRTL-2 | [13 empty] | Nuclear | [21 empty] | Hartlepool Power Station CMU 2: [HR2-20] T_HRTL-2 EDF Energy, Hartlepool power station, Tees Road, Hartlepool, TS25 2BZ NZ 530 270
1 | HSWL20 | T-4 | Capacity Auction | 2024 | Harmony SW Limited |  | HSWL20 |  | 07557792553 | peter.kavanagh@harmonyenergy.co.uk | Distribution | CMRS | New Build Generating CMU | Storage - Battery |  | Yes | Not Prequalified | Opt-In |  | 15 |  |  |  |  | 0 |  | 49.5 |  |  | 24.067 |  |  |  | 24.067 | [7 empty] | Yes | [14 empty] | Deferred
X | HSWL20 - Component - HSWL20 | [13 empty] | Storage (Duration 2h) | [21 empty] | 49.5MW Battery Energy Storage System Land adjacent to Salisbury Substation, Salisbury, SP2 0BL SU111315
2 | HU7-20 | T-4 | Capacity Auction | 2024 | EDF Energy Nuclear Generation Limited |  | Hunterston B Power Station CMU 7 | EDF Energy Holdings Limited | 01452652745 | EDFEnergyCMSecondaryTrading@edfenergy.com | Transmission | CMRS | Existing Generating CMU |  |  |  |  | Opt-Out | Closed down, decommissioned or otherwise non-operational by the start of the relevant Delivery Year | [14 empty] | 446.236 | [7 empty] | No |  |  |  | No | [10 empty] | N/A
X | HU7-20 - Component - T_HUNB-7 | [13 empty] | Nuclear | [21 empty] | Hunterston B Power Station CMU 7: [HU7-20] T_HUNB-7 + (50% x T_HUNB-D) + (50% x E_HUNB-11S) EDF Energy, Hunterston B power station, West Kilbride, Ayrshire, KA23 9QX NS 185 515
1 | HU8-20 | T-4 | Capacity Auction | 2024 | EDF Energy Nuclear Generation Limited |  | Hunterston B Power Station CMU 8 | EDF Energy Holdings Limited | 01452652745 | EDFEnergyCMSecondaryTrading@edfenergy.com | Transmission | CMRS | Existing Generating CMU |  |  |  |  | Opt-Out | Closed down, decommissioned or otherwise non-operational by the start of the relevant Delivery Year | [14 empty] | 447.865 | [7 empty] | No |  |  |  | No | [10 empty] | N/A
X | HU8-20 - Component - T_HUNB-8 | [13 empty] | Nuclear | [21 empty] | Hunterston B Power Station CMU 8: [HU8-20] T_HUNB-8 + (50% x T_HUNB-D) + (50% x E_HUNB-11S) EDF Energy, Hunterston B power station, West Kilbride, Ayrshire, KA23 9QX NS 185 515
2 | HULL20 | T-4 | Capacity Auction | 2024 | Hull Reserve Power Limited |  | Hull Power | Pineywoods Power Limited | 02920547206 | matthew.tucker@welshpower.com | Distribution | Non CMRS | Existing Generating CMU | Gas |  |  | Prequalified | Opt-In |  | 1 |  |  |  |  | 0 |  | 20.8 |  |  | 19.806 |  |  |  | 19.996 | [7 empty] | Yes | [14 empty] | Deferred | N/A | 1 |  | Yes | 1
X | HULL20 - Component - NGSTORHULL220 | [13 empty] | Reciprocating engines | [21 empty] | 21MW power plant comprising of reciprocating engines. The power plant is connected to the local distribution network and local gas network. Land lying to the north west of Staithes Road, Hull, HU12 8DX TA 167 291
1 | HY1120 | T-4 | Capacity Auction | 2024 | EDF Energy Nuclear Generation Limited |  | Heysham 1 Power Station CMU 1 | EDF Energy Holdings Limited | 01452652745 | EDFEnergyCMSecondaryTrading@edfenergy.com | Transmission | CMRS | Existing Generating CMU |  |  |  |  | Opt-Out | Closed down, decommissioned or otherwise non-operational by the start of the relevant Delivery Year | [14 empty] | 517.895 | [7 empty] | No |  |  |  | No | [10 empty] | N/A
X | HY1120 - Component - T_HEYM11 | [13 empty] | Nuclear | [21 empty] | Heysham 1 Power Station CMU 1: [HY1120] T_HEYM11 EDF Energy, Heysham 1 power station, Morecambe, Lancashire, LA3 2XH SD 400 598
2 | HY1220 | T-4 | Capacity Auction | 2024 | EDF Energy Nuclear Generation Limited |  | Heysham 1 Power Station CMU 2 | EDF Energy Holdings Limited | 01452652745 | EDFEnergyCMSecondaryTrading@edfenergy.com | Transmission | CMRS | Existing Generating CMU |  |  |  |  | Opt-Out | Closed down, decommissioned or otherwise non-operational by the start of the relevant Delivery Year | [14 empty] | 510.566 | [7 empty] | No |  |  |  | No | [10 empty] | N/A
X | HY1220 - Component - T_HEYM12 | [13 empty] | Nuclear | [21 empty] | Heysham 1 Power Station CMU 2: [HY1220] T_HEYM12 EDF Energy, Heysham 1 power station, Morecambe, Lancashire, LA3 2XH SD 400 598
1 | HY2720 | T-4 | Capacity Auction | 2024 | EDF Energy Nuclear Generation Limited |  | Heysham 2 Power Station CMU 7 | EDF Energy Holdings Limited | 01452652745 | EDFEnergyCMSecondaryTrading@edfenergy.com | Transmission | CMRS | Existing Generating CMU | Nuclear |  |  | Prequalified | Opt-In |  | 1 |  |  |  |  | 0 |  | 646.728 |  |  | 526.631 |  |  |  | 526.631 | [7 empty] | No |  |  |  | No | [10 empty] | No | N/A | 1 |  | No | N/A
X | HY2720 - Component - T_HEYM27 | [13 empty] | Nuclear | [21 empty] | Heysham 2 Power Station CMU 7: [HY2720] T_HEYM27 + (50% x T_HEYM2-D) EDF Energy, Heysham 2 power station, Morecambe, Lancashire, LA3 2XH SD 401 595
2 | HY2820 | T-4 | Capacity Auction | 2024 | EDF Energy Nuclear Generation Limited |  | Heysham 2 Power Station CMU 8 | EDF Energy Holdings Limited | 01452652745 | EDFEnergyCMSecondaryTrading@edfenergy.com | Transmission | CMRS | Existing Generating CMU | Nuclear |  |  | Prequalified | Opt-In |  | 1 |  |  |  |  | 0 |  | 636.208 |  |  | 518.064 |  |  |  | 518.064 | [7 empty] | No |  |  |  | No | [10 empty] | No | N/A | 1 |  | Yes | 1
X | HY2820 - Component - T_HEYM28 | [13 empty] | Nuclear | [21 empty] | Heysham 2 Power Station CMU 8: [HY2820] T_HEYM28 + (50% x T_HEYM2-D) EDF Energy, Heysham 2 power station, Morecambe, Lancashire, LA3 2XH SD 401 595
1 | HYTH20 | T-4 | Capacity Auction | 2024 | RWE Generation UK plc |  | CMU_HYTHE | RWE Generation UK Holdings Limited | 01793475217 | CapMarketSecondaryTrading@rwe.com | Distribution | CMRS | Existing Generating CMU | Gas |  |  | Prequalified | Opt-In |  | 1 |  |  |  |  | 0 |  | 49.9 |  |  | 44.91 |  |  |  | 44.91 | [7 empty] | No | No | Yes |  | No | [10 empty] | No | N/A | 1 |  | Yes | 1
X | HYTH20 - Component - E_HYTHE | [13 empty] | Combined Cycle Gas Turbine (CCGT) | [21 empty] | Hythe Power Station - One (1) Gas Turbine, Two (2) Steam Turbines configured to operate in Combined Cycle Mode. MSID: 7174 Hythe Power Station Charleston Road Hardley Hythe Southampton SO45 3BP SU 436 058
2 | ICHP09 | T-4 | Capacity Auction | 2024 | VPI Immingham LLP |  | Immingham CHP | VPI Holding Limited | 02038375787 | EMR@vpi-i.com | Transmission | CMRS | Existing Generating CMU | Gas |  |  | Prequalified | Opt-In |  | 1 |  |  |  |  | 0 |  | 1320 |  |  | 1188 |  |  |  | 1188 | [7 empty] | No |  |  |  | No | [10 empty] | No | N/A | 1 |  | Yes | 1
X | ICHP09 - Component - T_HUMR-1 | [13 empty] | Combined Heat and Power (CHP) | [21 empty] | Gas CHP on South bank of river Humber providing electricity and industrial steam Rosper Road Immingham North Lincolnshire DN40 3DZ TA 167 171
1 | IFA_19 | T-4 | Capacity Auction | 2024 | National Grid Interconnectors Limited |  | Interconnexion France Angleterre | National Grid Holdings One plc | 07773188332 | Daniel.Beaven1@nationalgrid.com | Transmission | CMRS | Existing Interconnector CMU | Interconnector |  |  | Prequalified | Opt-In |  | 1 |  |  |  |  | 0 |  | 2000 |  |  | 1380 |  |  |  | 1380 | [7 empty] | No | [13 empty] | No | No | N/A | 1 |  | Yes | 1
X | IFA_19 - Component - I_IEG-FRAN1 | [13 empty] | IFA (France) | [21 empty] | Interconnexion France Angleterre (IFA) 2,000MW high voltage direct current link between the French and GB transmission systems. Sellindge Convertor Station, Church Lane, Sellindge, Ashford, TN25 6AF TR 082 382
2 | IFA220 | T-4 | Capacity Auction | 2024 | National Grid IFA2 Limited |  | IFA2 | National Grid Interconnector Holdings Limited | 07773188332 | daniel.beaven1@nationalgrid.com | Transmission | CMRS | New Build Interconnector CMU | Interconnector |  |  | Prequalified | Opt-In |  | 1 |  |  |  |  | 0 |  | 1100 |  |  | 781 |  |  |  | 781 | [7 empty] | No | [13 empty] | No | No | Yes | 1 |  | Yes | 1
X | IFA220 - Component - TBD | [13 empty] | IFA2 (France) | [21 empty] | 1,100MW electricity interconnector between GB and French transmission systems. IFA2 will use a High Voltage Direct Current (HVDC) cable for the connection between Great Britain and France. The electricity must be converted to and from HVDC and the High Voltage Alternating Current (HVAC) used in the domestic electricity transmission systems of Great Britain and France, and this requires a converter station in each country. Cables connect the converter station to a local substation, which transports the electricity onto the domestic network. IFA2 National Grid Land at Daedalus Airfield Lee-on-the-Solent PO13 9YA SU 561 014
1 | IGCE20 | T-4 | Capacity Auction | 2024 | Coryton Energy Company, Ltd. |  | Coryton | INTERGEN PROJECTS (UK) LIMITED | 01316246767 | emc@intergen.com | Transmission | CMRS | Existing Generating CMU | Gas |  |  | Prequalified | Opt-In |  | 1 |  |  |  |  | 0 |  | 800 |  |  | 720 |  |  |  | 720 | [7 empty] | No |  |  |  | No | [10 empty] | No | N/A | 1 |  | Yes | 1
X | IGCE20 - Component - T_COSO-1 | [13 empty] | Combined Cycle Gas Turbine (CCGT) | [21 empty] | A CCGT station consisting of two Alstom GT26 gas turbines and a steam turbine and is based near Stanford-le-hope in Essex, England. Each turbine is individually metered with output being the total of all three turbines net of any auxillary load. The Manor Way, Stanford-le-Hope, Essex, SS17 9GN TQ 739 822
2 | IGRK20 | T-4 | Capacity Auction | 2024 | Rocksavage Power Company, Ltd. |  | Rocksavage | INTERGEN PROJECTS (UK) LIMITED | 01316246767 | emc@intergen.com | Transmission | CMRS | Existing Generating CMU | Gas |  |  | Prequalified | Opt-In |  | 1 |  |  |  |  | 0 |  | 830 |  |  | 747 |  |  |  | 747 | [7 empty] | No |  |  |  | No | [10 empty] | No | N/A | 1 |  | No | N/A
X | IGRK20 - Component - T_ROCK-1 | [13 empty] | Combined Cycle Gas Turbine (CCGT) | [21 empty] | A CCGT station consisting of two Alstom GT26A gas turbines, with an Alstom heat recovery steam generator each that produces steam for one ABB steam turbine and is based near Runcorn in Cheshire. Metering of output is Net of auxillary load. Cow Hey Lane, Runcorn, Cheshire, WA7 4FZ SJ 517 800
1 | IGSP20 | T-4 | Capacity Auction | 2024 | Spalding Energy Company, Ltd. |  | Spalding | INTERGEN PROJECTS (UK) LIMITED | 01316246767 | emc@intergen.com | Transmission | CMRS | Existing Generating CMU | Gas |  |  | Prequalified | Opt-In |  | 1 |  |  |  |  | 0 |  | 950 |  |  | 855 |  |  |  | 855 | [7 empty] | No |  |  |  | No | [10 empty] | No | N/A | 1 |  | Yes | 1
X | IGSP20 - Component - T_SPLN-1 | [13 empty] | Combined Cycle Gas Turbine (CCGT) | [21 empty] | A CCGT station consisting of two General Electric 9FA+e gas turbines with two VOGT-NEM heat recovery steam generators and one Hitachi steam turbine and is based near Spalding in Lincolnshire. Each turbine is individually metered with output being the total of all three turbines net of any auxillary load. West Marsh Road, Spalding, Lincolnshire, PE11 3BB TF 258 249
2 | IMMI20 | T-4 | Capacity Auction | 2024 | Immingham Power Limited |  | Immingham Power | Vaynol Power Limited | 02920547206 | matthew.tucker@welshpower.com | Distribution | Non CMRS | Existing Generating CMU | Gas |  |  | Prequalified | Opt-In |  | 1 |  |  |  |  | 0 |  | 15.8 |  |  | 15.045 |  |  |  | 15.235 | [7 empty] | Yes | [14 empty] | Deferred | N/A | 1 |  | Yes | 1
X | IMMI20 - Component - NGSTORIMMG221 | [13 empty] | Reciprocating engines | [21 empty] | 16MW power plant comprising of reciprocating engines. The power plant is connected to the local distribution network and local gas network. Land at Queens Road, Immingham, DN40 1QR TA 206 149
1 | INAW24 | T-4 | Capacity Auction | 2024 | SSE Generation Limited |  | Inverawe | SSE plc | 01738453407 | CMSecondaryTrading@sse.com | Distribution | Non CMRS | Existing Generating CMU | Hydro |  |  | Prequalified | Opt-In |  | 1 |  |  |  |  | 0 |  | 27 |  |  | 24.567 |  |  |  | 24.567 | [7 empty] | No | No | Yes | Metering Option (a) (Supplier Settlement Metering Configuration Solution) | No |  |  | No | [7 empty] | No | N/A | 1 |  | Yes | 1
X | INAW24 - Component - INAW-1 | [13 empty] | Hydro | [21 empty] | 1 x hydro turbine & synchronous generator Inverawe Power Station, Inverawe, by Taynuilt, Argyll, PA35 1HU NN 017 321 | 1700051733810
2 | INGS24 | T-4 | Capacity Auction | 2024 | INGS LANE POWER LTD |  | Ings Lane | Balance Power Projects Limited | 01519580431 | enquiries@balancepower.co.uk | Distribution | Non CMRS | New Build Generating CMU | Gas |  |  | Not Prequalified | Opt-In |  | 15 |  | Yes | Yes |  | 66650 | Yes | 7 |  |  | 6.665 |  |  |  | 6.665 | [7 empty] | Yes | [14 empty] | Deferred
X | INGS24 - Component - INGS24 | [13 empty] | Reciprocating engines | [21 empty] | A gas fuelled electrical power generating unit comprising multiple reciprocating engines Land at Unit 6, Caldershaw Centre, Ings Lane, OL12 7LQ SD 878 145
1 | INO200 | T-4 | Capacity Auction | 2024 | INOVYN ChlorVinyls Limited |  | MCRUN | Inovyn Limited | 01928516645 | shaun.maher@inovyn.com | Distribution | Non CMRS | Unproven DSR CMU | DSR |  |  | Prequalified | Opt-In |  | 1 | Yes |  |  |  | 0 |  | 50 |  | 32 | 39.605 |  |  |  | 39.605 | [7 empty] | Yes | [14 empty] | Deferred | Yes | 1 |  | Yes | 1
X | INO200 - Component - MCP100 | [13 empty] | DSR | [21 empty] | CMU INO200 represents demand assets on the Inovyn ChlorVinyls Ltd site in Runcorn, Cheshire. The asset uses electricity for Chemical manufacture. Site load can easily be altered to suit demand or reduction. Runcorn Site HQ, South Parade, PO Box9, Runcorn, Cheshire, WA74JE SJ 506 799 | MSID0239 MSID0241
2 | INV100 | T-4 | Capacity Auction | 2024 | INOVYN ChlorVinyls Limited |  | INOVYN1 | Inovyn Limited | 01928516645 | shaun.maher@inovyn.com | Distribution | Non CMRS | Existing Generating CMU | Gas |  |  | Rejected | Opt-In |  | 1 |  |  |  |  | 0 |  | 10 |  |  | 9.094 |  |  |  | 9.094 | [7 empty] | Yes | [14 empty] | Deferred
X | INV100 - Component - NAY100 | [13 empty] | Combined Heat and Power (CHP) | [21 empty] | This is a long standing existing CHP unit located on land within a manufacturing site. Newton Aycliffe CO Durham DL5 6EA NZ 268 238 | N/A
X | INV100 - Component - NAY200 | [13 empty] | Combined Heat and Power (CHP) | [21 empty] | This is a long standing existing CHP unit located on land within a manufacturing site. Newton Aycliffe CO Durham DL5 6EA NZ 268 238 | N/A
X | INV100 - Component - NAY300 | [13 empty] | Reciprocating engines | [21 empty] | This is a long standing existing Gas Engine unit on land within a manufacturing site. Newton Aycliffe CO Durham DL5 6EA NZ 268 238 | N/A
1 | IQ_204 | T-4 | Capacity Auction | 2024 | Indian Queens Power Limited |  | Indian Queens | Triton Power Limited | 01482895514 | scott.keen@tritonpower.co.uk | Transmission | CMRS | Existing Generating CMU | Diesel |  |  | Prequalified | Opt-In |  | 1 |  |  |  |  | 0 |  | 140 |  |  | 133.308 |  |  |  | 133.308 | [7 empty] | No |  |  |  | No | [10 empty] | No | N/A | 1 |  | Yes | 1
X | IQ_204 - Component - T_INDQ-1 | [13 empty] | Open Cycle Gas Turbine (OCGT) | [21 empty] | Indian Queens Power Station Indian Queens Power Station St. Dennis St. Austell PL26 8BY SW940591
2 | IRWE20 | T-4 | Capacity Auction | 2024 | Irwell Power Limited |  | Irwell Power | Teralba Power Limited | 02920547206 | matthew.tucker@welshpower.com | Distribution | Non CMRS | Existing Generating CMU | Gas |  |  | Prequalified | Opt-In |  | 1 |  |  |  |  | 0 |  | 15.65 |  |  | 14.902 |  |  |  | 15.235 | [7 empty] | Yes | [14 empty] | Deferred | N/A | 1 |  | Yes | 1
X | IRWE20 - Component - NGSTORIRWL211 | [13 empty] | Reciprocating engines | [21 empty] | 16MW power plant comprising of reciprocating engines. The power plant is connected to the local distribution network and local gas network. Unit 28,29,30, Peel Mills Industrial Estate, Chamberhall Street, Bury, BL9 0LU SD 803 116
1 | KE01PP | T-4 | Capacity Auction | 2024 | Knapton Energy One Limited |  | Knapton Peaking Plant | Third Energy Trading Limited | 01944758746 | Knaptonenergy1@third-energy.com | Distribution | Non CMRS | New Build Generating CMU | Gas |  |  | Not Prequalified | Opt-In |  | 15 |  |  |  |  | 0 |  | 40.9 |  |  | 38.945 |  |  |  | 38.945 | [7 empty] | Yes | [14 empty] | Deferred
X | KE01PP - Component - 000001 | [13 empty] | Reciprocating engines | [21 empty] | Natural gas fired reciprocating engines installed upon designated land within the existing Knapton Generating Station facility. The CMU output will have a combined total output of 40.9 MWe. Knapton Generating Station, East Knapton, Malton, YO17 8JF SE 887 770
2 | KE02PP | T-4 | Capacity Auction | 2024 | Knapton Energy One Limited |  | Knapton Peaking Plant | Third Energy Trading Limited | 01944758746 | Knaptonenergy1@third-energy.com | Distribution | Non CMRS | New Build Generating CMU | Gas |  |  | Not Prequalified | Opt-In |  | 15 |  |  |  |  | 0 |  | 9 |  |  | 8.57 |  |  |  | 8.57 | [7 empty] | Yes | [14 empty] | Deferred
X | KE02PP - Component - 000002 | [13 empty] | Reciprocating engines | [21 empty] | Natural gas fired reciprocating engines installed upon designated land within the existing Knapton Generating Station facility. The CMU output will have a combined total output of 9 MWe. Knapton Generating Station, East Knapton, Malton, YO17 8JF SE 887 770
1 | KEAD24 | T-4 | Capacity Auction | 2024 | Keadby Generation Limited |  | Keadby 1 and GT3 | SSE Generation Limited | 01738453407 | CMSecondaryTrading@sse.com | Transmission | CMRS | Existing Generating CMU | Gas |  |  | Prequalified | Opt-In |  | 1 |  |  |  |  | 0 |  | 794 |  |  | 716.166 |  |  |  | 716.166 | [7 empty] | No |  |  |  | No | [10 empty] | No | N/A | 1 |  | No | N/A
X | KEAD24 - Component - T_KEAD-1 | [13 empty] | Combined Cycle Gas Turbine (CCGT) | [21 empty] | Keadby 1 CCGT Keadby Power Station Trentside, Keadby, Scunthorpe, DN17 3EF SE 828 116
X | KEAD24 - Component - T_KEADGT-3 | [13 empty] | Open Cycle Gas Turbine (OCGT) | [21 empty] | Keadby GT3 Keadby Power Station Trentside, Keadby, Scunthorpe, DN17 3EF SE 828 116
2 | KEND14 | T-4 | Capacity Auction | 2024 | RYDBERG DEVELOPMENT COMPANY LIMITED |  | KENDALE | Hartree Partners Power Holdings (UK) Limited | 02072017165 | PowerOps@HartreePartners.com | Distribution | Non CMRS | New Build Generating CMU | Gas |  |  | Prequalified | Opt-In |  | 15 |  | Yes |  |  | 0 |  | 5 |  |  | 4.761 |  |  |  | 4.761 | [7 empty] | Yes | [14 empty] | Deferred | No | 15
X | KEND14 - Component - 000001 | [13 empty] | Reciprocating engines | [21 empty] | New build power station comprised of multiple reciprocating engines. Unit D Kendale Road Scunthorpe DN16 1DT SE 911 096
1 | KEND15 | T-4 | Capacity Auction | 2024 | RYDBERG DEVELOPMENT COMPANY LIMITED |  | KENDALE | Hartree Partners Power Holdings (UK) Limited | 02072017165 | PowerOps@HartreePartners.com | Distribution | Non CMRS | New Build Generating CMU | Gas |  |  | Prequalified | Opt-In |  | 15 |  | Yes |  |  | 0 |  | 5 |  |  | 4.761 |  |  |  | 4.761 | [7 empty] | Yes | [14 empty] | Deferred | No | 15
X | KEND15 - Component - 000001 | [13 empty] | Reciprocating engines | [21 empty] | New build power station comprised of multiple reciprocating engines. Unit D Kendale Road Scunthorpe DN16 1DT SE 911 096
2 | KEND16 | T-4 | Capacity Auction | 2024 | RYDBERG DEVELOPMENT COMPANY LIMITED |  | KENDALE | Hartree Partners Power Holdings (UK) Limited | 02072017165 | PowerOps@HartreePartners.com | Distribution | Non CMRS | New Build Generating CMU | Gas |  |  | Prequalified | Opt-In |  | 15 |  | Yes |  |  | 0 |  | 6 |  |  | 5.713 |  |  |  | 5.713 | [7 empty] | Yes | [14 empty] | Deferred | No | 15
X | KEND16 - Component - 000001 | [13 empty] | Reciprocating engines | [21 empty] | New build power station comprised of multiple reciprocating engines. Unit D Kendale Road Scunthorpe DN16 1DT SE 911 096
1 | KEND17 | T-4 | Capacity Auction | 2024 | RYDBERG DEVELOPMENT COMPANY LIMITED |  | KENDALE | Hartree Partners Power Holdings (UK) Limited | 02072017165 | PowerOps@HartreePartners.com | Distribution | Non CMRS | New Build Generating CMU | Gas |  |  | Prequalified | Opt-In |  | 15 |  | Yes |  |  | 0 |  | 4 |  |  | 3.809 |  |  |  | 3.809 | [7 empty] | Yes | [14 empty] | Deferred | No | 15
X | KEND17 - Component - 000001 | [13 empty] | Reciprocating engines | [21 empty] | New build power station comprised of multiple reciprocating engines. Unit D Kendale Road Scunthorpe DN16 1DT SE 911 096
2 | KENX01 | T-4 | Capacity Auction | 2024 | Brookfield Renewable UK Ltd |  | KENX01 | Brookfield Renewable UK Holdings Limited | 447585774216 | patrick.calnan@brookfieldrenewable.com | Transmission | CMRS | New Build Generating CMU | Onshore Wind |  |  | Prequalified | Opt-In |  | 15 |  | Yes |  |  | 45420 |  | 58.16 |  |  | 4.542 |  |  |  | 4.686 | [7 empty] | Yes | [14 empty] | Deferred | Yes | 15 |  | Yes | 15
X | KENX01 - Component - KENX01 | [13 empty] | Onshore Wind | [21 empty] | New build onshore wind farm project. 13 no. wind turbine generator wind farm with an installed capacity of 62.4MW located in South Lanarkshire, Southern Scotland Kennoxhead WF 132kV Substation, South Lanarkshire, Scotland NS859266
1 | KICH24 | T-4 | Capacity Auction | 2024 | ARL 012 Limited |  | Kitching Road | Arlington Energy (Development) Limited | 02071839115 | info@arlingtonenergy.co.uk | Distribution | Non CMRS | New Build Generating CMU | Gas |  |  | Rejected | Opt-In |  | 15 |  |  |  |  | 0 |  | 40 |  |  | 38.088 |  |  |  | 38.088 | [7 empty] | Yes | [14 empty] | Deferred
X | KICH24 - Component - KICH24 | [13 empty] | Reciprocating engines | [21 empty] | A new build 40MW gas fuelled generating station. Kitching Road, Peterlee, SR8 2HP NZ 407 424
2 | KILH21 | T-4 | Capacity Auction | 2024 | Uniper Global Commodities SE | Bidding, Obligation Trading, Volume Reallocation | Killingholme Module 1 | Uniper Holding GmbH | 49211732757440 | UniperUK.PowerTrading@uniper.energy | Transmission | CMRS | Existing Generating CMU | Gas |  |  | Prequalified | Opt-In |  | 1 |  |  |  |  | 0 |  | 306.028 |  |  | 291.4 |  |  |  | 291.4 | [7 empty] | No |  |  |  | No | [10 empty] | No | N/A | 1 |  | Yes | 1
X | KILH21 - Component - T_KILLPG-1 | [13 empty] | Open Cycle Gas Turbine (OCGT) | [21 empty] | Killingholme Module 1 converted to open cycle operation Chase Hill Road Killingholme North Lincolnshire DN40 3LU TA 154 190
1 | KILH22 | T-4 | Capacity Auction | 2024 | Uniper Global Commodities SE | Bidding, Obligation Trading, Volume Reallocation | Killingholme Module 2 | Uniper Holding GmbH | 49211732757440 | UniperUK.PowerTrading@uniper.energy | Transmission | CMRS | Existing Generating CMU | Gas |  |  | Prequalified | Opt-In |  | 1 |  |  |  |  | 0 |  | 324 |  |  | 308.513 |  |  |  | 308.513 | [7 empty] | No |  |  |  | No | [10 empty] | No | N/A | 1 |  | Yes | 1
X | KILH22 - Component - T_KILLPG-2 | [13 empty] | Open Cycle Gas Turbine (OCGT) | [21 empty] | Killingholme Module 2 converted to open cycle operation Chase Hill Road Killingholme North Lincolnshire DN40 3LU TA 154 190
2 | KILN20 | T-4 | Capacity Auction | 2024 | Kiln Power Limited |  | Kiln Power | Angaston Power Limited | 02920547206 | matthew.tucker@welshpower.com | Distribution | Non CMRS | Existing Generating CMU | Gas |  |  | Prequalified | Opt-In |  | 1 |  |  |  |  | 0 |  | 15.8 |  |  | 15.044 |  |  |  | 15.235 | [7 empty] | Yes | [14 empty] | Deferred | N/A | 1 |  | Yes | 1
X | KILN20 - Component - NGSTORKILN218 - 1 | [13 empty] | Reciprocating engines | [21 empty] | Kiln Power is a 16 MW power plant comprising gas reciprocating engines. The export of the power plant is connected to the local distribution network via two separately metered 8MW connections (of which this is one of the two CMU components) and it is connected to the local gas network. Kiln Power has a single Balancing Service ID - NGSTORKILN218. To distinguish between the two components of the CMU a numbering system has been used. The two components are separately metered. Kiln Power, Unit 6, Lime Kilns Business Park, Nutts Lane, Hinckley, Leicestershire, LE10 3EL. SP 414 926
X | KILN20 - Component - NGSTORKILN218 - 2 | [13 empty] | Reciprocating engines | [21 empty] | Kiln Power is a 16 MW power plant comprising gas reciprocating engines. The export of the power plant is connected to the local distribution network via two separately metered 8MW connections (of which this is one of the two CMU components) and it is connected to the local gas network. Kiln Power has a single Balancing Service ID - NGSTORKILN218. To distinguish between the two components of the CMU a numbering system has been used. The two components are separately metered. Kiln Power, Unit 6, Lime Kilns Business Park, Nutts Lane, Hinckley, Leicestershire, LE10 3EL. SP 414 926
1 | KLNB24 | T-4 | Capacity Auction | 2024 | EP UK Power Development Ltd |  | King's Lynn B | EP UK Investments Ltd | 02038264900 | capacitymarket@epuki.co.uk | Transmission | CMRS | New Build Generating CMU | Gas |  |  | Prequalified | Opt-In |  | 15 |  | Yes |  |  | 0 |  | 1700 |  |  | 1530 |  |  |  | 1530 | [7 empty] | Yes | [14 empty] | Deferred | Yes | 15 |  | No | N/A
X | KLNB24 - Component - KLYNB1 | [13 empty] | Combined Cycle Gas Turbine (CCGT) | [21 empty] | New build Combined Cycle Gas Turbine unit G1 at King's Lynn B. King's Lynn B Power Station, Willow Road, Willows Business Park, King’s Lynn, PE34 3RD, Norfolk TF609170
X | KLNB24 - Component - KLYNB2 | [13 empty] | Combined Cycle Gas Turbine (CCGT) | [21 empty] | New build Combined Cycle Gas Turbine unit G2 at King's Lynn B. King's Lynn B Power Station, Willow Road, Willows Business Park, King’s Lynn, PE34 3RD, Norfolk TF610170
2 | KNYP20 | T-4 | Capacity Auction | 2024 | Knypersley Power Limited |  | Knypersley Power | Advica Holdings Limited | 07920440129 | matthew.tucker@welshpower.com | Distribution | Non CMRS | New Build Generating CMU | Gas |  |  | Prequalified | Opt-In |  | 15 |  | Yes | Yes |  | 65820 |  | 6.912 |  |  | 6.582 |  |  |  | 6.677 | [7 empty] | Yes | [14 empty] | Deferred | Yes | 15 |  | Yes | 15
X | KNYP20 - Component - KNYP20 | [13 empty] | Reciprocating engines | [21 empty] | Knypersley Power will be a 7.012MW power plant comprising reciprocating engines. The power plant will be connected to the local distribution network and local gas network Plot 3, Forge Way, Knypersley, Staffordshire, ST8 7DN SJ 880 557
1 | KPEG52 | T-4 | Capacity Auction | 2024 | KiWi Power Ltd |  | KPEG52 | General Electricity Holdings Ltd | 02071831030 | info@kiwipowered.com | Distribution | Non CMRS | Existing Generating CMU | Gas |  |  | Prequalified | Opt-In |  | 1 |  |  |  |  | 0 |  | 5.976 |  |  | 5.378 |  |  |  | 5.378 | [7 empty] | Yes | [14 empty] | Deferred | N/A | 1 |  | Yes | 1
X | KPEG52 - Component - KP20KE | [13 empty] | Combined Heat and Power (CHP) | [21 empty] | Gas fired CHP unit Burnside Mills, Kendal,Cumbria,LA9 6PZ SD506958
2 | KPEG53 | T-4 | Capacity Auction | 2024 | KiWi Power Ltd |  | KPEG53 | General Electricity Holdings Ltd | 02071831030 | info@kiwipowered.com | Distribution | Non CMRS | Existing Generating CMU | Gas |  |  | Prequalified | Opt-In |  | 1 |  |  |  |  | 0 |  | 4.042 |  |  | 3.638 |  |  |  | 3.638 | [7 empty] | Yes | [14 empty] | Deferred | N/A | 1 |  | Yes | 1
X | KPEG53 - Component - 19CMU101 | [13 empty] | Combined Heat and Power (CHP) | [21 empty] | CHP unit Par CHP, Par Docks, Par, St. Austell, PL24 2BN SX075531
1 | KPEG54 | T-4 | Capacity Auction | 2024 | KiWi Power Ltd |  | KPEG54 | General Electricity Holdings Ltd | 02071831030 | info@kiwipowered.com | Distribution | Non CMRS | Existing Generating CMU | Gas |  |  | Prequalified | Opt-In |  | 1 |  |  |  |  | 0 |  | 3.673 |  |  | 3.306 |  |  |  | 3.306 | [7 empty] | Yes | [14 empty] | Deferred | N/A | 1 |  | Yes | 1
X | KPEG54 - Component - KP20RO | [13 empty] | Combined Heat and Power (CHP) | [21 empty] | Gas CHP Rocks Dryer, Rosvear Road, Bugle, St. Austell, PL26 8PJ SX 018 587
2 | KPEG55 | T-4 | Capacity Auction | 2024 | KiWi Power Ltd |  | KPEG55 | General Electricity Holdings Ltd | 02071831030 | info@kiwipowered.com | Distribution | Non CMRS | Existing Generating CMU | Gas |  |  | Prequalified | Opt-In |  | 1 |  |  |  |  | 0 |  | 3.348 |  |  | 3.013 |  |  |  | 3.013 | [7 empty] | Yes | [14 empty] | Deferred | N/A | 1 |  | Yes | 1
X | KPEG55 - Component - KP20TR | [13 empty] | Combined Heat and Power (CHP) | [21 empty] | Gas fired CHP unit Treviscoe Dryer, Little Treviscoe, St. Austell, PL26 7QN SW 943 557
1 | KPEG57 | T-4 | Capacity Auction | 2024 | KiWi Power Ltd |  | KPEG57 | General Electricity Holdings Ltd | 02071831030 | info@kiwipowered.com | Distribution | Non CMRS | Existing Generating CMU | Gas |  |  | Prequalified | Opt-In |  | 1 |  |  |  |  | 0 |  | 7.42 |  |  | 6.678 |  |  |  | 6.678 | [7 empty] | Yes | [14 empty] | Deferred | N/A | 1 |  | Yes | 1
X | KPEG57 - Component - KP20MI | [13 empty] | Combined Heat and Power (CHP) | [21 empty] | Gas fired CHP unit Mill Nurseries, Ottringham Road, Keyingham, Hull, HU12 9RX TA254251
2 | LAGGR1 | T-4 | Capacity Auction | 2024 | Langage Solar Park Limited |  | Langage Solar Park Gas Reciprocating Engine Units 1s | Carlton Power Limited | 01642714570 | mpankhurst@carltonpower.co.uk | Distribution | Non CMRS | New Build Generating CMU | Gas |  |  | Prequalified | Opt-In |  | 15 |  | Yes |  |  | 0 |  | 4.65 |  |  | 4.428 |  |  |  | 4.428 | [7 empty] | Yes | [14 empty] | Deferred | Yes | 15 |  | No | N/A
X | LAGGR1 - Component - LAGGR1 | [13 empty] | Reciprocating engines | [21 empty] | Three new 1.55MW gas reciprocating units connected at Langage Solar Park Langage Solar Park, Lower Langage Farm, Plympton, Plymouth PL7 5AW (note Appendix 1 of Cover Letter) SX 574 564
1 | LAKE24 | T-4 | Capacity Auction | 2024 | LAKESIDE ENERGY FROM WASTE LIMITED |  | Lakeside EFW | Lakeside Energy From Waste Holdings Limited | 01753688432 | Accounts@lakesideefw.co.uk | Distribution | Non CMRS | Existing Generating CMU | Waste |  |  | Prequalified | Opt-In |  | 1 |  |  |  |  | 0 |  | 37.04 |  |  | 31.41 |  |  |  | 31.41 | [7 empty] | No | No | Yes | Metering Option (a) (Supplier Settlement Metering Configuration Solution) | No |  |  | No | [7 empty] | No | N/A | 1 |  | Yes | 1
X | LAKE24 - Component - LAKE24 | [13 empty] | Energy from Waste | [21 empty] | Energy From Waste plant located in Colnbrook, capable of generating 40.5MW and exporting over 37MW to the distribution network. Lakeside EFW, Lakeside Road, Colnbrook, SL3 0FE TQ 038 773 | 2000053759174
2 | LBAR20 | T-4 | Capacity Auction | 2024 | RWE Generation UK plc |  | CMU_LBAR-1 | RWE Generation UK Holdings Limited | 01793475217 | CapMarketSecondaryTrading@rwe.com | Transmission | CMRS | Existing Generating CMU | Gas |  |  | Prequalified | Opt-In |  | 1 |  |  |  |  | 0 |  | 775 |  |  | 698.805 |  |  |  | 698.805 | [7 empty] | No |  |  |  | No | [10 empty] | No | N/A | 1 |  | Yes | 1
X | LBAR20 - Component - T_LBAR-1 | [13 empty] | Combined Cycle Gas Turbine (CCGT) | [21 empty] | Little Barford 1 CCGT MSID: 4052 Little Barford Power Station Little Barford St Neots PE19 6YT TL 184 576
X | LBAR20 - Component - T_LBAR-1G | [13 empty] | Open Cycle Gas Turbine (OCGT) | [21 empty] | Little Barford 1 OCGT . fuel type is distillate MSID: 4052 Little Barford Power Station Little Barford St Neots PE19 6YT TL 184 576
1 | LEAD24 | T-4 | Capacity Auction | 2024 | ARL 019 Limited |  | Lead Road | Arlington Energy (Development) Limited | 02071839115 | info@arlingtonenergy.co.uk | Distribution | Non CMRS | New Build Generating CMU | Gas |  |  | Not Prequalified | Opt-In |  | 15 |  | Yes | Yes |  | 380880 | Yes | 40 |  |  | 38.088 |  |  |  | 38.088 | [7 empty] | Yes | [14 empty] | Deferred
X | LEAD24 - Component - LEAD24 | [13 empty] | Reciprocating engines | [21 empty] | A new build 40MW gas fuelled generating station. Lead Road, Chopwell, Tyne and Wear, NE40 4JP NZ 121 605
2 | LEG024 | T-4 | Capacity Auction | 2024 | HD639LEG LIMITED |  | Legacy | Harbour Energy Development Ltd | 02039181382 | info@harbourenergy.co.uk | Transmission | CMRS | New Build Generating CMU | Gas |  |  | Not Prequalified | Opt-In |  | 15 |  | Yes |  |  | 471340 | Yes | 49.5 |  |  | 47.134 |  |  |  | 47.515 | [7 empty] | Yes | [14 empty] | Deferred
X | LEG024 - Component - LEG024 | [13 empty] | Reciprocating engines | [21 empty] | A gas fuelled generating station. Land at Legacy Substation, Bronwylfa Road, Legacy, Wrexham, LL14 4HY SJ 293 486
1 | LEL_20 | T-4 | Capacity Auction | 2024 | LondonEnergy Ltd |  | LondonWaste |  | 02088031322 | enquiries@londonenergyltd.com | Distribution | Non CMRS | Existing Generating CMU | Waste |  |  | Prequalified | Opt-In |  | 1 |  |  |  |  | 0 |  | 37.022 |  |  | 31.395 |  |  |  | 31.395 | [7 empty] | No | No | Yes | Metering Option (a) (Supplier Settlement Metering Configuration Solution) | No |  |  | No | [7 empty] | No | N/A | 1 |  | Yes | 1
X | LEL_20 - Component - LWCMU1 | [13 empty] | Energy from Waste | [21 empty] | Inclined grate residual Waste-to-Energy facility comprising 5-boilers and 4-turbines. EcoPark, Advent Way, Edmonton, London N18 3AG TQ 357 926
2 | Lilly5 | T-4 | Capacity Auction | 2024 | GREEN PEAK GENERATION LIMITED |  | Lillyhall |  | 02070421100 | Info@agr-group.co.uk | Distribution | Non CMRS | Existing Generating CMU | Gas |  |  | Prequalified | Opt-In |  | 1 |  |  |  |  | 0 |  | 7.5 |  |  | 7.142 |  |  |  | 7.142 | [7 empty] | No | No | Yes | Metering Option (a) (Supplier Settlement Metering Configuration Solution) | No |  |  | No | [7 empty] | No | N/A | 1 |  | Yes | 1
X | Lilly5 - Component - Lilly5 | [13 empty] | Reciprocating engines | [21 empty] | Containerised High Speed Gas-fired reciprocating engines with transformers, switchgear and associated control gear Land Adjacent to Stobarts Logistics Off Branthwaite Road Lillyhall Workington Cumbria CA14 4ED NY 019 259 | 1640000687983
1 | LIVE24 | T-4 | Capacity Auction | 2024 | Liverton 2014 Limited |  | Liverton |  | 01395443881 | john.wilding@clintondevon.com | Distribution | Non CMRS | New Build Generating CMU | Gas |  |  | Prequalified | Opt-In |  | 15 |  | Yes | Yes |  | 66650 |  | 7 |  |  | 6.665 |  |  |  | 6.665 | [7 empty] | Yes | [14 empty] | Deferred | Yes | 15 |  | Yes | 15
X | LIVE24 - Component - LIV24A | [13 empty] | Reciprocating engines | [21 empty] | A gas fuelled generating station. Liverton Business Park, Exmouth, Devon EX8 2NU SY 026 824
X | LIVE24 - Component - LIV24B | [13 empty] | Reciprocating engines | [21 empty] | A gas fuelled generating station. Liverton Business Park Exmouth, Devon, EX8 2NU SY 026 823
2 | LOC124 | T-4 | Capacity Auction | 2024 | SSE Generation Limited |  | Lochay 1 | SSE plc | 01738453407 | CMSecondaryTrading@sse.com | Transmission | CMRS | Existing Generating CMU | Hydro |  |  | Prequalified | Opt-In |  | 1 |  |  |  |  | 0 |  | 23.385 |  |  | 21.278 |  |  |  | 21.278 | [7 empty] | No |  |  |  | Yes | [10 empty] | Provided | N/A | 1 |  | Yes | 1
X | LOC124 - Component - M_CAS-KIL01 | [13 empty] | Hydro | [21 empty] | Genset 1. ROCable hydro units within the BMU are not included in the CMU. Lochay Power Station, Killin, Stirling, FK21 8UA NN 545 349
1 | LOC224 | T-4 | Capacity Auction | 2024 | SSE Generation Limited |  | Lochay 2 | SSE plc | 01738453407 | CMSecondaryTrading@sse.com | Transmission | CMRS | Existing Generating CMU | Hydro |  |  | Prequalified | Opt-In |  | 1 |  |  |  |  | 0 |  | 23.553 |  |  | 21.431 |  |  |  | 21.431 | [7 empty] | No |  |  |  | Yes | [10 empty] | Provided | N/A | 1 |  | Yes | 1
X | LOC224 - Component - M_CAS-KIL01 | [13 empty] | Hydro | [21 empty] | Genset 2. ROCable hydro units within the BMU are not included in the CMU. Lochay Power Station, Killin, Stirling, FK21 8UA NN 545 349
2 | LODD20 | T-4 | Capacity Auction | 2024 | Loddon Power Limited |  | Loddon Power | Calabrese Limited | 02920547206 | matthew.tucker@welshpower.com | Distribution | Non CMRS | Existing Generating CMU | Gas |  |  | Prequalified | Opt-In |  | 1 |  |  |  |  | 0 |  | 15.8 |  |  | 15.044 |  |  |  | 15.235 | [7 empty] | Yes | [14 empty] | Deferred | N/A | 1 |  | Yes | 1
X | LODD20 - Component - NGSTORLDDN210 | [13 empty] | Reciprocating engines | [21 empty] | 16 MW power plant comprising 8x2MW gas reciprocating engines. The power plant is connected to the Local distribution network and local gas network. Loddon Power,Unit A, The Loddon Centre, Wade Road, Basingstoke RG24 8FL SU 653 537
1 | LSEP01 | T-4 | Capacity Auction | 2024 | Lostock Sustainable Energy Plant Limited |  | Lostock Sustainable Energy | CI III Lostock EFW Limited | 07495678718 | info@lostocksep.com | Distribution | Non CMRS | New Build Generating CMU | Waste |  |  | Prequalified | Opt-In |  | 15 |  | Yes | Yes |  | 0 |  | 69.9 |  |  | 59.275 |  |  |  | 59.275 | [7 empty] | Yes | [14 empty] | Deferred | No | 15
X | LSEP01 - Component - LOSEFW | [13 empty] | Energy from Waste | [21 empty] | Twin boiler, single steam turbine energy from waste plant exporting at 132kV Lostock Works Griffiths Road Lostock Gralam Northwich CW9 7FA SJ 683 740
2 | LUIC24 | T-4 | Capacity Auction | 2024 | SSE Generation Limited |  | Luichart | SSE plc | 01738453407 | CMSecondaryTrading@sse.com | Transmission | CMRS | Existing Generating CMU | Hydro |  |  | Prequalified | Opt-In |  | 1 |  |  |  |  | 0 |  | 34 |  |  | 30.937 |  |  |  | 30.937 | [7 empty] | No |  |  |  | Yes | [10 empty] | Provided | N/A | 1 |  | Yes | 1
X | LUIC24 - Component - M_CAS-CON01 | [13 empty] | Hydro | [21 empty] | ROCable hydro units within the BMU are not included in the CMU. Luichart Power Station, Contin, Strathpeffer, IV14 9EW NH 394 570
1 | LYND21 | T-4 | Capacity Auction | 2024 | Gigabox Lyndhurst Limited |  | LYND21 |  | 07774010641 | james@theenergyworkshop.co.uk | Distribution | Non CMRS | New Build Generating CMU | Storage - Battery |  | Yes | Prequalified | Opt-In |  | 15 |  | Yes |  |  | 121370 |  | 49 |  |  | 12.137 |  |  |  | 12.137 | [7 empty] | Yes | [14 empty] | Deferred | Yes | 15 |  | Yes | 15
X | LYND21 - Component - LYND21 | [13 empty] | Storage (Duration 1h) | [21 empty] | 49MW Lithium-ion Energy Storage System Land off Dunsinane Avenue, Dunsinmore Industrial Estate, Dundee, Scotland, DD2 3QF NO 377 324
2 | MAERF6 | T-4 | Capacity Auction | 2024 | Veolia UK Limited |  | Marchwood ERF | VEOLIA ENVIRONNEMENT SA | 02078125000 | uk.veolia.capacitymarket.mailbox@veolia.com | Distribution | Non CMRS | Existing Generating CMU | Waste |  |  | Prequalified | Opt-In |  | 1 |  |  |  |  | 0 |  | 16.57 |  |  | 14.051 |  |  |  | 14.051 | [7 empty] | No | No | Yes | Metering Option (a) (Supplier Settlement Metering Configuration Solution) | No |  |  | No | [7 empty] | No | N/A | 1 |  | Yes | 1
X | MAERF6 - Component - MAERF6 | [13 empty] | Energy from Waste | [21 empty] | Municipal waste incineration plant located in Marchwood Hampshire. It is based on boilers supplying steam to a turbine-generator. Marchwood ERF, Oceanic Way, Marchwood Industrial Park, Normandy Way, Marchwood, Hampshire SO40 4BD SU396112
1 | MAIN24 | T-4 | Capacity Auction | 2024 | The Isle of Wight Energy Company Limited |  | MAIN24 | P3P ASSET HOLDINGS LIMITED | 02036676200 | invoices@p3ppartners.com | Distribution | Non CMRS | New Build Generating CMU | Gas |  |  | Prequalified | Opt-In |  | 15 |  | Yes | Yes |  | 54000 |  | 6 |  |  | 5.4 |  |  |  | 5.4 | [7 empty] | Yes | [14 empty] | Deferred | Yes | 15 |  | Yes | 15
X | MAIN24 - Component - MAIN24 | [13 empty] | Combined Heat and Power (CHP) | [21 empty] | The CMU component will have a connection capacity of 6MW. Gas-fired reciprocating engine will be the technology used Wight Salads Arreton Newport Isle of Wight PO30 3AR SZ551844
2 | MANH24 | T-4 | Capacity Auction | 2024 | SWB Power Ltd |  | Mannelli House |  | 01519580431 | enquiries@balancepower.co.uk | Distribution | Non CMRS | New Build Generating CMU | Gas |  |  | Not Prequalified | Opt-In |  | 15 |  | Yes | Yes |  | 47610 | Yes | 5 |  |  | 4.761 |  |  |  | 4.761 | [7 empty] | Yes | [14 empty] | Deferred
X | MANH24 - Component - MANH24 | [13 empty] | Reciprocating engines | [21 empty] | A gas fuelled electrical power generating unit comprising multiple reciprocating engines Mannelli House, Cowper Road, Gilwilly Industrial Estate, Penrith, CA11 9BN NY 504 304
1 | MARD20 | T-4 | Capacity Auction | 2024 | Marden Power Limited |  | Marden Power | Valloire Power Limited | 02920547206 | matthew.tucker@welshpower.com | Distribution | Non CMRS | Existing Generating CMU | Gas |  |  | Prequalified | Opt-In |  | 1 |  |  |  |  | 0 |  | 19.8 |  |  | 18.854 |  |  |  | 19.044 | [7 empty] | Yes | [14 empty] | Deferred | N/A | 1 |  | Yes | 1
X | MARD20 - Component - NGSTORMRDN204 | [13 empty] | Reciprocating engines | [21 empty] | 20 MW power plant comprising gas reciprocating engines. The power plant is connected to the local distribution network and local gas network. Mannaberg Way, Scunthorpe, East Yorkshire, DN15 8XF SE 894 127
2 | MARY08 | T-4 | Capacity Auction | 2024 | RYDBERG DEVELOPMENT COMPANY LIMITED |  | MARYPORT | Hartree Partners Power Holdings (UK) Limited | 02072017165 | PowerOps@HartreePartners.com | Distribution | Non CMRS | New Build Generating CMU | Gas |  |  | Rejected | Opt-In |  | 15 |  |  |  |  | 0 |  | 6 |  |  | 5.713 |  |  |  | 5.713 | [7 empty] | Yes | [14 empty] | Deferred
X | MARY08 - Component - 000001 | [13 empty] | Reciprocating engines | [21 empty] | New build power station comprised of multiple reciprocating engines. Solway Trading Estate Maryport Cumbria CA15 8NF NY 033 355
1 | MEC004 | T-4 | Capacity Auction | 2024 | Meaford Energy Limited |  | Meaford Generating Station |  | 08003196185 | info@meaford-energy.com | Distribution | Non CMRS | New Build Generating CMU | Gas |  |  | Prequalified | Opt-In |  | 15 |  | Yes | Yes |  | 0 |  | 299 |  |  | 284.708 |  |  |  | 284.708 | [7 empty] | Yes | [14 empty] | Deferred | No | 15
X | MEC004 - Component - MEC004 | [13 empty] | Open Cycle Gas Turbine (OCGT) | [21 empty] | Gas Fired Generating Station Meaford Energy Centre, Meaford Business Park, Meaford Road, Meaford, Staffordshire, ST15 8UZ SJ889363
2 | MEDP24 | T-4 | Capacity Auction | 2024 | Medway Power Limited |  | Medway | SSE Generation Limited | 01738453407 | CMSecondaryTrading@sse.com | Transmission | CMRS | Existing Generating CMU | Gas |  |  | Prequalified | Opt-In |  | 1 |  |  |  |  | 0 |  | 735 |  |  | 661.5 |  |  |  | 661.5 | [7 empty] | No |  |  |  | No | [10 empty] | No | N/A | 1 |  | No | N/A
X | MEDP24 - Component - T_MEDP-1 | [13 empty] | Combined Cycle Gas Turbine (CCGT) | [21 empty] | Medway CCGT Medway Power Station, Rochester, Medway, ME3 0AG TQ 871 746
1 | MERL11 | T-4 | Capacity Auction | 2024 | RYDBERG DEVELOPMENT COMPANY LIMITED |  | MERLIN PARK | Hartree Partners Power Holdings (UK) Limited | 02072017165 | PowerOps@HartreePartners.com | Distribution | Non CMRS | New Build Generating CMU | Gas |  |  | Prequalified | Opt-In |  | 15 |  | Yes |  |  | 0 |  | 10 |  |  | 9.522 |  |  |  | 9.522 | [7 empty] | Yes | [14 empty] | Deferred | Yes | 15 |  | No | N/A
X | MERL11 - Component - 000001 | [13 empty] | Reciprocating engines | [21 empty] | Works required to complete the site will include:- 1 Construction of a Grid Connection between the site and the Distribution Network 2 Construction of gas connection between the site and the Gas Network 3 Construction of site compound including surfacing of compound, drainage and erection of fencing 4 Construction of multiple engine and infrastructure bases 5 Installation of multiple new containerised reciprocating gas engines 6 Electrical work to connect generating sets to grid connection including supply of transformers and switchgear as necessary 7 Gas work to connect the generating sets to the gas supply 8 Commissioning Merlin Park Burscough L40 8JY SD 431 117
2 | MHBPL2 | T-4 | Capacity Auction | 2024 | Mor Hafren Bio Power Limited |  | Môr Hafren Bio Power Limited |  | 01782384898 | info@cogenuk.com | Distribution | Non CMRS | New Build Generating CMU | Waste |  |  | Not Prequalified | Opt-In |  | 15 |  | Yes |  |  | 127200 | Yes | 15 |  |  | 12.72 |  |  |  | 12.72 | [7 empty] | Yes | [14 empty] | Deferred
X | MHBPL2 - Component - MHBPL2 | [13 empty] | Energy from Waste | [21 empty] | Energy from Waste facility Wentloog Bio Power, Newlands Road, Wentloog Industrial Park, Cardiff, CF3 2EF ST 237 792
1 | MILHIL | T-4 | Capacity Auction | 2024 | Reliance Energy Limited |  | MILHIL |  | 07422677242 | info@reliance-energy.co.uk | Distribution | Non CMRS | New Build Generating CMU | Gas |  |  | Not Prequalified | Opt-In |  | 15 |  | Yes |  |  | 333270 | Yes | 35 |  |  | 33.327 |  |  |  | 33.327 | [7 empty] | Yes | [14 empty] | Deferred
X | MILHIL - Component - MILHIL | [13 empty] | Reciprocating engines | [21 empty] | The CMU component consist of gas fired reciprocating engines to be installed on designated land at at Mill Hill, Northwest Industrial Estate, Peterlee, SR8 2JF, County Durham Mill Hill, Northwest Industrial Estate, Peterlee, County Durham, SR8 2JF NZ 411 419
2 | MIN024 | T-4 | Capacity Auction | 2024 | HB411MIN Ltd |  | Minety | Harbour Energy Development Ltd | 02039181382 | info@harbourenergy.co.uk | Transmission | CMRS | New Build Generating CMU | Storage - Battery |  |  | Not Prequalified | Opt-In |  | 15 |  | Yes |  |  | 475150 | Yes | 49.9 |  |  | 47.515 |  |  |  | 47.515 | [7 empty] | Yes | [14 empty] | Deferred
X | MIN024 - Component - MIN024 | [13 empty] | Reciprocating engines | [21 empty] | A Battery Energy Storage System. Land at Minety Substation, Stonehill Wood, Malmesbury, Wiltshire, SN16 9RP SU 001 897
1 | MLFRM1 | T-4 | Capacity Auction | 2024 | ESB SOLAR (NORTHERN IRELAND) LIMITED | ESB INDEPENDENT GENERATION TRADING LIMITED | MillFarm1 | ESB ASSET DEVELOPMENT UK LIMITED | 0035317027446 | esb.capacity.uk@esb.ie | Distribution | Non CMRS | Existing Generating CMU | Storage - Battery |  | Yes | Prequalified | Opt-In |  | 1 |  |  |  |  | 0 |  | 7 |  |  | 1.734 |  |  |  | 1.734 | [7 empty] | Yes | [14 empty] | Deferred | N/A | 1 |  | Yes | 1
X | MLFRM1 - Component - 2_BFLEX001 | [13 empty] | Storage (Duration 1h) | [21 empty] | 7 MW of Battery Storage located at Grantham. Mill Farm Caythorpe Heath Ln Caythorpe Grantham NG32 3ER SK 958 483
2 | Moyle6 | T-4 | Capacity Auction | 2024 | Moyle Interconnector Limited |  | Moyle Interconnector | MOYLE INTERCONNECTOR (FINANCING) PUBLIC LIMITED COMPANY | 02890437580 | moyle@mutual-energy.com | Transmission | CMRS | Existing Interconnector CMU | Interconnector |  |  | Prequalified | Opt-In |  | 1 |  |  |  |  | 0 |  | 500 |  |  | 245 |  |  |  | 245 | [7 empty] | No | [13 empty] | No | No | N/A | 1 |  | Yes | 1
X | Moyle6 - Component - MOYLE | [13 empty] | Moyle (Northern Ireland) | [21 empty] | The Moyle Interconnector links the electricity grids of Northern Ireland and Scotland through submarine cables running between converter stations at Ballycronan More in Islandmagee, County Antrim and Auchencrosh in Ayrshire. The link has a capacity of 500 MW. The Moyle Interconnector is owned and operated by Moyle Interconnector Limited, which is in turn financed through Moyle Holdings Limited and Moyle Interconnector (Financing) Public Limited Company, all part of the Mutual Energy Limited group of companies. Auchencrosh Converter Station, Glenapp Estate, Ballantrae, Girvan, KA26 0NY NX 097 791
1 | MPL_20 | T-4 | Capacity Auction | 2024 | Millbrook Power Limited |  | Millbrook Power OCGT | Drax Smart Generation HoldCo Limited | 01757618381 | CMSecondaryTrading@drax.com | Transmission | CMRS | New Build Generating CMU | Gas |  |  | Prequalified | Opt-In |  | 15 |  | Yes |  |  | 2847080 |  | 299 |  |  | 284.708 |  |  |  | 284.708 | [7 empty] | Yes | [14 empty] | Deferred | Yes | 15 |  | Yes | 15
X | MPL_20 - Component - MPL_20 | [13 empty] | Open Cycle Gas Turbine (OCGT) | [21 empty] | A new Open Cycle Gas Turbine (OCGT) power peaking plant Millbrook Power Station, Rookery South Pit, Green Lane, Stewartby, Bedfordshire MK43 9LX TL 015 421
2 | MRWD24 | T-4 | Capacity Auction | 2024 | SSE Energy Supply Limited |  | Marchwood | SSE plc | 01738453407 | CMSecondaryTrading@sse.com | Transmission | CMRS | Existing Generating CMU | Gas |  |  | Prequalified | Opt-In |  | 1 |  |  |  |  | 0 |  | 920 |  |  | 828 |  |  |  | 828 | [7 empty] | No |  |  |  | No | [10 empty] | No | N/A | 1 |  | Yes | 1
X | MRWD24 - Component - T_MRWD-1 | [13 empty] | Combined Cycle Gas Turbine (CCGT) | [21 empty] | Marchwood CCGT Marchwood Power, Marchwood Industrial Park, Oceanic Way, Marchwood, Southampton, SO40 4BD SU 395 110
1 | MWKB11 | T-4 | Capacity Auction | 2024 | MWAT Limited |  | MWKB11 |  | 08001954310 | info@mwat.uk | Distribution | Non CMRS | New Build Generating CMU | Gas |  |  | Not Prequalified | Opt-In |  | 15 |  | Yes | Yes |  | 28570 | Yes | 3 |  |  | 2.857 |  |  |  | 2.857 | [7 empty] | Yes | [14 empty] | Deferred
X | MWKB11 - Component - MWKB11 | [13 empty] | Reciprocating engines | [21 empty] | Containerised Reciprocating Gas Engines Land off Kibworth Road, Moss Farm, Kibworth Beauchamp, Leicester, LE8 0HJ SP 664 937
2 | MWKB12 | T-4 | Capacity Auction | 2024 | MWAT Limited |  | MWKB12 |  | 08001954310 | info@mwat.uk | Distribution | Non CMRS | New Build Generating CMU | Gas |  |  | Not Prequalified | Opt-In |  | 15 |  | Yes | Yes |  | 43800 | Yes | 4.6 |  |  | 4.38 |  |  |  | 4.38 | [7 empty] | Yes | [14 empty] | Deferred
X | MWKB12 - Component - MWKB12 | [13 empty] | Reciprocating engines | [21 empty] | Containerised Reciprocating Gas Engines Land off Kibworth Road, Moss Farm, Kibworth Beauchamp, Leicester, LE8 0HJ SP 664 937
1 | MWLB21 | T-4 | Capacity Auction | 2024 | MWLB11 LIMITED |  | MWLB11 | MWAT Limited | 08001954310 | info@mwat.uk | Distribution | Non CMRS | New Build Generating CMU | Gas |  |  | Prequalified | Opt-In |  | 15 |  | Yes |  |  | 0 |  | 3 |  |  | 2.857 |  |  |  | 2.857 | [7 empty] | Yes | [14 empty] | Deferred | Yes | 15 |  | No | N/A
X | MWLB21 - Component - MWLB11 | [13 empty] | Reciprocating engines | [21 empty] | Gas fired reciprocating engines Land off Nottingham Rd, Loughborough Leicestershire LE11 1ET SK 545 206
2 | MWLB22 | T-4 | Capacity Auction | 2024 | MWLB11 LIMITED |  | MWLB12 | MWAT Limited | 08001954310 | info@mwat.uk | Distribution | Non CMRS | New Build Generating CMU | Gas |  |  | Prequalified | Opt-In |  | 15 |  | Yes |  |  | 0 |  | 4.95 |  |  | 4.713 |  |  |  | 4.713 | [7 empty] | Yes | [14 empty] | Deferred | Yes | 15 |  | No | N/A
X | MWLB22 - Component - MWLB12 | [13 empty] | Reciprocating engines | [21 empty] | Gas fired reciprocating engines Land off Nottingham Rd, Loughborough Leicestershire LE11 1ET SK 545 206
1 | MWLB23 | T-4 | Capacity Auction | 2024 | MWLB11 LIMITED |  | MWLB13 | MWAT Limited | 08001954310 | info@mwat.uk | Distribution | Non CMRS | New Build Generating CMU | Gas |  |  | Prequalified | Opt-In |  | 15 |  | Yes |  |  | 0 |  | 4.5 |  |  | 4.285 |  |  |  | 4.285 | [7 empty] | Yes | [14 empty] | Deferred | Yes | 15 |  | No | N/A
X | MWLB23 - Component - MWLB23 | [13 empty] | Reciprocating engines | [21 empty] | Gas fired reciprocating engines Land off Nottingham Rd, Loughborough Leicestershire LE11 1ET SK 545 206
2 | MWLB24 | T-4 | Capacity Auction | 2024 | MWLB11 LIMITED |  | MWLB14 | MWAT Limited | 08001954310 | info@mwat.uk | Distribution | Non CMRS | New Build Generating CMU | Gas |  |  | Prequalified | Opt-In |  | 15 |  | Yes |  |  | 0 |  | 4.5 |  |  | 4.285 |  |  |  | 4.285 | [7 empty] | Yes | [14 empty] | Deferred | Yes | 15 |  | No | N/A
X | MWLB24 - Component - MWLB14 | [13 empty] | Reciprocating engines | [21 empty] | Gas fired reciprocating engines Land off Nottingham Rd, Loughborough Leicestershire LE11 1ET SK 545 206
1 | MWLB25 | T-4 | Capacity Auction | 2024 | MWLB11 LIMITED |  | MWLB15 | MWAT Limited | 08001954310 | info@mwat.uk | Distribution | Non CMRS | New Build Generating CMU | Gas |  |  | Prequalified | Opt-In |  | 15 |  | Yes |  |  | 0 |  | 3 |  |  | 2.857 |  |  |  | 2.857 | [7 empty] | Yes | [14 empty] | Deferred | Yes | 15 |  | No | N/A
X | MWLB25 - Component - MWLB15 | [13 empty] | Reciprocating engines | [21 empty] | Gas fired reciprocating engines Land off Nottingham Rd, Loughborough Leicestershire LE11 1ET SK 545 206
2 | MWM001 | T-4 | Capacity Auction | 2024 | Mercia Waste Management Limited |  | Mercia Waste Management Ltd |  | 01386443376 | paddykelly@severnwaste.co.uk | Distribution | Non CMRS | Existing Generating CMU | Waste |  |  | Rejected | Opt-In |  | 1 |  |  |  |  | 0 |  | 19.482 |  |  | 16.521 |  |  |  | 16.637 | [7 empty] | No | No | Yes | Metering Option (a) (Supplier Settlement Metering Configuration Solution) | No |  |  | No | [7 empty] | No
X | MWM001 - Component - FCCME1 | [13 empty] | Energy from Waste | [21 empty] | This new CMU identifier is the replacement for the MER001, MERC01 and MERC02 as the CMU is operational since April 2017. The CMU capacity is 19.619 MW, reduced from 25 MW grid connection size, in line with rule 3.5.3 using historic data. Mercia Waste Management Ltd 250kT Energy from Waste plant with c. 19MW electrical output net. Auxilliary load is not included in connection capacity .i.e the export is net. "Mercia EnvirRecover EfW Oak Drive Hartlebury Trading Estate Hartlebury Worcestershire DY10 4JB" SO 859 697 | 1470000473765
1 | MWRT11 | T-4 | Capacity Auction | 2024 | MWAT Limited |  | MWRT11 |  | 08001954310 | info@mwat.uk | Distribution | Non CMRS | New Build Generating CMU | Gas |  |  | Prequalified | Opt-In |  | 15 |  | Yes | Yes |  | 0 |  | 4.5 |  |  | 4.285 |  |  |  | 4.285 | [7 empty] | Yes | [14 empty] | Deferred | Yes | 15 |  | No | N/A
X | MWRT11 - Component - MWRT11 | [13 empty] | Reciprocating engines | [21 empty] | Gas Fueled Generating Sets Land off Nottingham Rd, Loughborough, Leicestershire, LE11 1ET SK 544 204
2 | NB_100 | T-4 | Capacity Auction | 2024 | Limejump Ltd |  | NB_100 | Shell Petroleum Company Limited(The) | 02083966848 | capacitymarket@limejump.com | Distribution | Non CMRS | New Build Generating CMU | Storage - Battery |  | Yes | Not Prequalified | Opt-In |  | 15 |  | Yes | Yes |  | 4950 | Yes | 2 |  |  | 0.495 |  |  |  | 0.495 | [7 empty] | Yes | [14 empty] | Deferred
X | NB_100 - Component - NB_100 | [13 empty] | Storage (Duration 1h) | [21 empty] | 1x 2.000MW 1 hour Energy Storage System Forest Lane, Alne, York, YO61 1TU SE 521 664
1 | NB_101 | T-4 | Capacity Auction | 2024 | WEIRS DROVE DEVELOPMENT LIMITED |  | NB_101 |  | 07717400978 | tim.dobson@weirsdrove.com | Distribution | Non CMRS | New Build Generating CMU | Storage - Battery |  | Yes | Not Prequalified | Opt-In |  | 15 |  | Yes | Yes |  | 123600 | Yes | 49.9 |  |  | 12.36 |  |  |  | 12.36 | [7 empty] | Yes | [14 empty] | Deferred
X | NB_101 - Component - NB_101 | [13 empty] | Storage (Duration 1h) | [21 empty] | 49.900MW storage installation 60-70 Reach Road Burwell CB25 0AH TL 583 660
2 | NB_102 | T-4 | Capacity Auction | 2024 | WEIRS DROVE DEVELOPMENT LIMITED |  | NB_102 |  | 07717400978 | tim.dobson@weirsdrove.com | Distribution | Non CMRS | New Build Generating CMU | Storage - Battery |  | Yes | Not Prequalified | Opt-In |  | 15 |  |  |  |  | 0 |  | 10.8 |  |  | 2.675 |  |  |  | 2.675 | [7 empty] | Yes | [14 empty] | Deferred
X | NB_102 - Component - NB_102 | [13 empty] | Storage (Duration 1h) | [21 empty] | 4 x 2.5MW and 1 x 0.8MW BESS units installed on the site Great Wheatley Road Rayleigh SS6 7AR TQ 797 902
1 | NB_103 | T-4 | Capacity Auction | 2024 | EUNITY SUPPORT SERVICES LTD |  | NB_103 |  | 07717400978 | tim.dobson@weirsdrove.com | Distribution | Non CMRS | New Build Generating CMU | Storage - Battery |  | Yes | Not Prequalified | Opt-In |  | 15 |  | Yes | Yes |  | 247700 | Yes | 100 |  |  | 24.77 |  |  |  | 24.77 | [7 empty] | Yes | [14 empty] | Deferred
X | NB_103 - Component - NB_103 | [13 empty] | Storage (Duration 1h) | [21 empty] | 100MW storage unit Redcoat Lane, Kirkstall, LS4 2AL SE 271 345
2 | NB_105 | T-4 | Capacity Auction | 2024 | LANCASTER POWER LIMITED |  | NB_105 |  | 01204413562 | idrish.mohmed@gmail.com | Distribution | Non CMRS | New Build Generating CMU | Storage - Battery |  | Yes | Not Prequalified | Opt-In |  | 15 |  | Yes | Yes |  | 123600 | Yes | 49.9 |  |  | 12.36 |  |  |  | 12.36 | [7 empty] | Yes | [14 empty] | Deferred
X | NB_105 - Component - NB_105 | [13 empty] | Storage (Duration 1h) | [21 empty] | 49.900 Storage unit Middleton Road, Middleton, Lancashire, Near LA3 2SD SD 415 593
1 | NB_106 | T-4 | Capacity Auction | 2024 | EUNITY SUPPORT SERVICES LTD |  | NB_106 |  | 07717400978 | tim.dobson@weirsdrove.com | Distribution | Non CMRS | New Build Generating CMU | Onshore Wind |  |  | Not Prequalified | Opt-In |  | 15 |  | Yes | Yes |  | 7810 | Yes | 10 |  |  | 0.781 |  |  |  | 0.781 | [7 empty] | Yes | [14 empty] | Deferred
X | NB_106 - Component - NB_106 | [13 empty] | Onshore Wind | [21 empty] | 10MW of onshore wind generation 60-70 Reach Road Burwell CB25 0AH TL 583 660
2 | NB_107 | T-4 | Capacity Auction | 2024 | EUNITY SUPPORT SERVICES LTD |  | NB_107 |  | 07717400978 | tim.dobson@weirsdrove.com | Distribution | Non CMRS | New Build Generating CMU | Solar |  |  | Not Prequalified | Opt-In |  | 15 |  | Yes | Yes |  | 9360 | Yes | 40 |  |  | 0.936 |  |  |  | 0.936 | [7 empty] | Yes | [14 empty] | Deferred
X | NB_107 - Component - NB_107 | [13 empty] | Solar Photovoltaic | [21 empty] | 40MW of solar generation covering lower Portland Farm and land off Newnam Drove. 60-70 Reach Road Burwell CB25 0AH TL 583 660
1 | NB_108 | T-4 | Capacity Auction | 2024 | Voltalia UK Ltd |  | NB_108 | Voltalia SA | 07809714718 | k.clutterbuck@voltalia.com | Distribution | Non CMRS | New Build Generating CMU | Storage - Battery |  | Yes | Prequalified | Opt-In |  | 15 |  | Yes | Yes |  | 0 |  | 15 |  |  | 3.716 |  |  |  | 3.716 | [7 empty] | Yes | [14 empty] | Deferred | Yes | 15 |  | No | N/A
X | NB_108 - Component - NB_108 | [13 empty] | Storage (Duration 1h) | [21 empty] | 15MW of Battery Energy Storage Systems Plot B at Severn Road Avonmouth BS10 7SE ST 543 812
2 | NB_109 | T-4 | Capacity Auction | 2024 | CROSSDYKES WF LIMITED |  | NB_109 |  | 01501785088 | info@muirhallenergy.co.uk | Transmission | CMRS | New Build Generating CMU | Onshore Wind |  |  | Prequalified | Opt-In |  | 15 |  | Yes |  |  | 36850 |  | 46 |  |  | 3.592 |  |  |  | 3.593 | [7 empty] | Yes | [14 empty] | Deferred | Yes | 15 |  | Yes | 15
X | NB_109 - Component - CROSS1 | [13 empty] | Onshore Wind | [21 empty] | Wind Turbines to be installed at Crossdykes Wind Farm Crossdykes Wind Farm, Langholm, Lockerbie, DG11 2QL NY 257 875
X | NB_109 - Component - CROSS2 | [13 empty] | Onshore Wind | [21 empty] | Wind Turbines to be installed at Crossdykes Wind Farm Crossdykes Wind Farm, Langholm, Lockerbie, DG11 2QL NY 246 870
1 | NBBRND | T-4 | Capacity Auction | 2024 | ZENOBE UTILITIES 4 LIMITED |  | Brindley IFM | Zenobe Energy Limited | 02039127853 | contact@zenobe.com | Distribution | Non CMRS | New Build Generating CMU | Storage - Battery |  | Yes | Prequalified | Opt-In |  | 15 |  | Yes | Yes |  | 0 |  | 12 |  |  | 2.972 |  |  |  | 2.972 | [7 empty] | Yes | [14 empty] | Deferred | Yes | 15 |  | No | N/A
X | NBBRND - Component - NBBRND | [13 empty] | Storage (Duration 1h) | [21 empty] | 12MW Battery Storage located at Brindley Close in Swindon Brindley Close, Cheney Manor, Swindon, SN2 2YW SU 130 861
2 | NBMERS | T-4 | Capacity Auction | 2024 | ZENOBE CAPENHURST LIMITED |  | Capenhurst | Zenobe Energy Limited | 02039127853 | contact@zenobe.com | Transmission | CMRS | New Build Generating CMU | Storage - Battery |  | Yes | Prequalified | Opt-In |  | 15 |  | Yes |  |  | 0 |  | 49.9 |  |  | 12.36 |  |  |  | 12.36 | [7 empty] | Yes | [14 empty] | Deferred | Yes | 15 |  | No | N/A
X | NBMERS - Component - NBMERS | [13 empty] | Storage (Duration 1h) | [21 empty] | 49.9MW Battery Storage facility located at Capenhurst GSP Land next to Capenhurst substation, Ledsham, Ellesmere Port, CH66 2HD SJ 372 747
1 | NDAMAN | T-4 | Capacity Auction | 2024 | Nuclear Decommissioning Authority |  | Maentwrog Hydro-electric Power Station |  | 01925835000 | capacity.market@innuserv.com | Distribution | CMRS | Existing Generating CMU | Hydro |  |  | Rejected | Opt-In |  | 1 |  |  |  |  | 0 |  | 28.053 |  |  | 25.525 |  |  |  | 25.85 | [7 empty] | No | No | No |  | No | [10 empty] | Provided
X | NDAMAN - Component - E_MAEN-1 | [13 empty] | Hydro | [21 empty] | Maentwrog hydroelectric station is a 30MW plant near Blaenau Ffestiniog- Gwynedd. The plant was constructed in 1928 features two 15MW units and takes its water feed from the Llyn Trawsfynydd Reservoir. The plant is restricted to the quantity of water it can use as minimum water levels must be maintained in the resevoir. The plant has a connection capacity of 35300kVA and an associated power factor of 0.85. Maentwrog Power Station Magnox Ltd Maentwrog nr Blaenau Ffestiniog Gwynedd LL414HY UK SH653395
2 | NEMO19 | T-4 | Capacity Auction | 2024 | NEMO LINK LIMITED |  | NEMOGB | National Grid Interconnector Holdings Limited | 32477596533 | bart.goethals@nemolink.co.uk | Transmission | CMRS | Existing Interconnector CMU | Interconnector |  |  | Prequalified | Opt-In |  | 1 |  |  |  |  | 0 |  | 1000 |  |  | 680 |  |  |  | 680 | [7 empty] | No | [13 empty] | No | No | N/A | 1 |  | Yes | 1
X | NEMO19 - Component - I_ING-NEMO1 | [13 empty] | NEMO (Belgium) | [21 empty] | 1,000MW electricity interconnector between GB and Belgian transmission systems. The Nemo Link interconnector will consist of subsea and underground cables connected to a converter station in each country, which will allow electricity to flow in either direction between the two countries. Nemo Link® will build the converter station on an 8 hectare site, formerly occupied by the Richborough Power Station, which now forms part of the Richborough Energy Park proposals. A similar converter station will be built in the industry zone Herdersbrug in Bruges. Ramsgate Road, Sandwich, Kent CT13 9NL TR 334 621
1 | NEWB24 | T-4 | Capacity Auction | 2024 | NEWBURN HAUGH POWER LIMITED |  | Newburn Haugh | Balance Power Projects Limited | 01519580431 | enquiries@balancepower.co.uk | Distribution | Non CMRS | New Build Generating CMU | Gas |  |  | Not Prequalified | Opt-In |  | 15 |  | Yes | Yes |  | 66650 | Yes | 7 |  |  | 6.665 |  |  |  | 6.665 | [7 empty] | Yes | [14 empty] | Deferred
X | NEWB24 - Component - NEWB24 | [13 empty] | Reciprocating engines | [21 empty] | A gas fuelled electrical power generating unit comprising multiple reciprocating engines Northumberland Road, Newburn, NE15 8SF NZ 184 643
2 | NEWH06 | T-4 | Capacity Auction | 2024 | Veolia UK Limited |  | Newhaven ERF | VEOLIA ENVIRONNEMENT SA | 02078125000 | uk.veolia.capacitymarket.mailbox@veolia.com | Distribution | Non CMRS | Existing Generating CMU | Waste |  |  | Prequalified | Opt-In |  | 1 |  |  |  |  | 0 |  | 17.471 |  |  | 14.815 |  |  |  | 14.815 | [7 empty] | No | No | Yes | Metering Option (a) (Supplier Settlement Metering Configuration Solution) | No |  |  | No | [7 empty] | No | N/A | 1 |  | Yes | 1
X | NEWH06 - Component - NEWH06 | [13 empty] | Energy from Waste | [21 empty] | Steam turbine at energy from waste facility located in Newhaven East Sussex Newhaven ERF, North Quay Rd, Newhaven, East Sussex, BN9 0AB TQ445022
1 | NHCS15 | T-4 | Capacity Auction | 2024 | CS15 Limited |  | NorthHyde20 | Clearstone Energy Limited | 02038686600 | info@clearstoneenergy.com | Transmission | CMRS | New Build Generating CMU | Gas |  |  | Not Prequalified | Opt-In |  | 15 |  | Yes |  |  | 461820 | Yes | 48.5 |  |  | 46.182 |  |  |  | 47.134 | [7 empty] | Yes | [14 empty] | Deferred
X | NHCS15 - Component - NHCS15 | [13 empty] | Reciprocating engines | [21 empty] | The proposed power plant would consist of a number new highly efficient gas fired generating units plus ancillary equipment. Each genset is based on advanced reciprocating engine technology. Grand Union Canal Walk, Hayes UB3 4DG TQ 104 791
2 | NHF222 | T-4 | Capacity Auction | 2024 | NEW HALL FARM ENERGY LIMITED |  | NHF111 | Benergy EOOD | 07858507631 | polina@repd.co.uk | Distribution | Non CMRS | New Build Generating CMU | Gas |  |  | Rejected | Opt-In |  | 15 |  |  |  |  | 0 |  | 6 |  |  | 5.713 |  |  |  | 5.713 | [7 empty] | Yes | [14 empty] | Deferred
X | NHF222 - Component - NHF222 | [13 empty] | Open Cycle Gas Turbine (OCGT) | [21 empty] | New Gas fulled generation station New Hall Farm School Lane Birchwood Warrington WA3 6LH SJ 673 924
1 | NLBPL4 | T-4 | Capacity Auction | 2024 | North Lanarkshire Bio Power Limited |  | North Lanarkshire Bio Power Limited |  | 01782384898 | info@cogenuk.com | Distribution | Non CMRS | New Build Generating CMU | Waste |  |  | Not Prequalified | Opt-In |  | 15 |  | Yes |  |  | 237440 | Yes | 28 |  |  | 23.744 |  |  |  | 23.744 | [7 empty] | Yes | [14 empty] | Deferred
X | NLBPL4 - Component - NLBPL4 | [13 empty] | Energy from Waste | [21 empty] | Energy from Waste facility 251 Glasgow And Edinburgh Road, Coatbridge, ML5 4UG NS 744 626
2 | NLE001 | T-4 | Capacity Auction | 2024 | NLEI Limited |  | NLEI |  | 0131466365 | gordon.macdougall@baywa-re.co.uk | Transmission | CMRS | New Build Generating CMU | Onshore Wind |  |  | Not Prequalified | Opt-In |  | 15 |  | Yes |  |  | 118090 | Yes | 151.2 |  |  | 11.809 |  |  |  | 11.809 | [7 empty] | Yes | [14 empty] | Deferred
X | NLE001 - Component - NLE001 | [13 empty] | Onshore Wind | [21 empty] | New build onshore wind farm. NLEI Windfarm, Off the B740, Crawick, Sanquhar, DG4 6HB (nearest postcode). NS 833 147
1 | NORT20 | T-4 | Capacity Auction | 2024 | Northwich Power Limited |  | Northwich Power | Agrona Power Limited | 02920547206 | matthew.tucker@welshpower.com | Distribution | Non CMRS | Existing Generating CMU | Gas |  |  | Prequalified | Opt-In |  | 1 |  |  |  |  | 0 |  | 19.8 |  |  | 18.854 |  |  |  | 19.044 | [7 empty] | Yes | [14 empty] | Deferred | N/A | 1 |  | Yes | 1
X | NORT20 - Component - NGSTORNRTH222 | [13 empty] | Reciprocating engines | [21 empty] | 20MW power plant comprising gas reciprocating engines. The power plant is connected to the local electricity distribution network and local gas network. Griffiths Road, Lostock Gralam, Northwich, CW9 7XU SJ 682 740
2 | NSL_20 | T-4 | Capacity Auction | 2024 | National Grid North Sea Link Limited |  | NSL_22 | National Grid Interconnector Holdings Limited | 07768290867 | ian.moss@nationalgrid.com | Transmission | CMRS | New Build Interconnector CMU | Interconnector |  |  | Prequalified | Opt-In |  | 1 |  |  |  |  | 0 |  | 1400 |  |  | 1260 |  |  |  | 1260 | [7 empty] | Yes | [14 empty] | Deferred | Yes | 1 |  | Yes | 1
X | NSL_20 - Component - TBD | [13 empty] | NSL (Norway) | [21 empty] | NSL is a 1,400 MW subsea high-voltage direct current electricity cable under construction between Norway and the United Kingdom which will connect the Transmission Systems of Norway and Great Britain. The cable will run from Kvilldal in Norway, to Blyth in the United Kingdom. The converter station in England will be located near to the cable landfall in East Sleekburn village and it will be connected to the National Grid at the Blyth substation. Land North East Of East Sleekburn C415 Spine Road To East Sleekburn, Bedlington, Northumberland, NE22 7BG NZ 293 836
1 | NURS20 | T-4 | Capacity Auction | 2024 | Nursling Power Limited |  | Nursling Power | Apus Energy Limited | 02920547206 | matthew.tucker@welshpower.com | Distribution | Non CMRS | New Build Generating CMU | Gas |  |  | Prequalified | Opt-In |  | 15 |  | Yes | Yes |  | 0 |  | 19.8 |  |  | 18.854 |  |  |  | 19.044 | [7 empty] | Yes | [14 empty] | Deferred | Yes | 15 |  | No | N/A
X | NURS20 - Component - NURS20 | [13 empty] | Reciprocating engines | [21 empty] | 20MW power plant comprising reciprocating engines. The power plant will be connected to the local distribution network and local gas network. Rear Grazing Land, Crescent Industrial Estate, Station Road, Southampton, Hampshire, SO16 0YD SU 360 162
2 | NWUSK1 | T-4 | Capacity Auction | 2024 | Simec Uskmouth Power Limited |  | Uskmouth Unit 14 | Simec Atlantis Energy Limited | 01633292700 | sup.commercial@simecatlantis.com | Transmission | CMRS | New Build Generating CMU | Waste |  |  | Prequalified | Opt-In |  | 3 |  | Yes |  |  | 0 |  | 110 |  |  | 93.28 |  |  |  | 93.28 | [7 empty] | Yes | [14 empty] | Deferred | No | 3
X | NWUSK1 - Component - NWUSK1 | [13 empty] | Energy from Waste | [21 empty] | Energy pellet generating unit to be installed on the designated land at Uskmouth Power station, West Nash Road Nash. Newport. NP18 2BZ Simec Uskmouth Power Limited West Nash Road Nash Newport NP18 2BZ ST 328 839
1 | OCK024 | T-4 | Capacity Auction | 2024 | HD143OCK LTD |  | Ocker Hill | Harbour Energy Development Ltd | 02039181382 | info@harbourenergy.co.uk | Transmission | CMRS | New Build Generating CMU | Gas |  |  | Not Prequalified | Opt-In |  | 15 |  | Yes |  |  | 475150 | Yes | 49.9 |  |  | 47.515 |  |  |  | 47.515 | [7 empty] | Yes | [14 empty] | Deferred
X | OCK024 - Component - OCK024 | [13 empty] | Reciprocating engines | [21 empty] | A New Build Gas fuelled power plant. Land at Ocker Hill Substation, Power Way, Tipton, DY4 0PW SO 979 935
2 | OGMO20 | T-4 | Capacity Auction | 2024 | Ogmore Power Limited |  | Ogmore Power | Choctaw Limited | 02920547206 | matthew.tucker@welshpower.com | Distribution | Non CMRS | Existing Generating CMU | Gas |  |  | Prequalified | Opt-In |  | 1 |  |  |  |  | 0 |  | 15.8 |  |  | 15.045 |  |  |  | 15.235 | [7 empty] | Yes | [14 empty] | Deferred | N/A | 1 |  | Yes | 1
X | OGMO20 - Component - NGSTOROGMR187 | [13 empty] | Reciprocating engines | [21 empty] | 16MW Power plant comprising reciprocating engines.The Power plant is connected to the local distribution and gas network. Rassau Industrial Estate, Ebbw Vale, South Wales, NP23 5SD SO 151 120
1 | OPEN07 | T-4 | Capacity Auction | 2024 | OPEN ENERGI LIMITED |  | OPEN07 | Ombu Group Limited | 02030510600 | sebastian.blake@openenergi.com | Distribution | Non CMRS | Unproven DSR CMU | DSR |  |  | Not Prequalified | Opt-In |  | 1 | Yes |  |  |  | 11880 |  | 3 |  | 2.376 | 2.376 |  |  |  | 2.376 | [7 empty] | Yes | [14 empty] | Deferred
X | OPEN07 - Component - 07COMP | [13 empty] | DSR | [21 empty] | Behind the meter battery at industrial/commercial site N/A N/A
2 | OPEN08 | T-4 | Capacity Auction | 2024 | OPEN ENERGI LIMITED |  | OPEN08 | Ombu Group Limited | 02030510600 | sebastian.blake@openenergi.com | Distribution | Non CMRS | Unproven DSR CMU | DSR |  |  | Not Prequalified | Opt-In |  | 1 | Yes |  |  |  | 5030 |  | 1.27 |  | 1.006 | 1.006 |  |  |  | 1.006 | [7 empty] | Yes | [14 empty] | Deferred
X | OPEN08 - Component - 08COMP | [13 empty] | DSR | [21 empty] | Behind the meter battery at industrial/commercial site N/A N/A
1 | OPEN09 | T-4 | Capacity Auction | 2024 | OPEN ENERGI LIMITED |  | OPEN09 | Ombu Group Limited | 02030510600 | sebastian.blake@openenergi.com | Distribution | Non CMRS | Unproven DSR CMU | DSR |  |  | Not Prequalified | Opt-In |  | 1 | Yes |  |  |  | 19805 |  | 5 |  | 3.961 | 3.961 |  |  |  | 3.961 | [7 empty] | Yes | [14 empty] | Deferred
X | OPEN09 - Component - 09COMP | [13 empty] | DSR | [21 empty] | Batteries behind the meter at industrial/commercial sites N/A N/A
2 | OSG004 | T-4 | Capacity Auction | 2024 | E.ON UK Plc |  | OSG_Aggregated |  | 07816292478 | EEMFM@eon.com | Distribution | Non CMRS | Existing Generating CMU | Gas |  |  | Prequalified | Opt-In |  | 1 |  |  |  |  | 0 |  | 2.051 |  |  | 1.846 |  |  |  | 1.846 | [7 empty] | Yes | [14 empty] | Deferred | N/A | 1 |  | Yes | 1
X | OSG004 - Component - SPX_CHP | [13 empty] | Combined Heat and Power (CHP) | [21 empty] | A gas engine CHP site providing steam and electricity to an industrial unit Runnings Road, Swindon Village, Cheltenham, GL51 9NQ SO 933 247
X | OSG004 - Component - MICCHP | [13 empty] | Combined Heat and Power (CHP) | [21 empty] | A gas engine CHP site providing hot water to an industrial unit Michelin Tyre Company Limited, Campbell Road, Stoke On Trent, Staffordshire, ST4 4EY SJ 873 435
1 | OSWE24 | T-4 | Capacity Auction | 2024 | ARL 020 Limited |  | Oswestry | Arlington Energy (Development) Limited | 02071839115 | info@arlingtonenergy.co.uk | Distribution | Non CMRS | New Build Generating CMU | Gas |  |  | Not Prequalified | Opt-In |  | 15 |  | Yes | Yes |  | 285660 | Yes | 30 |  |  | 28.566 |  |  |  | 28.566 | [7 empty] | Yes | [14 empty] | Deferred
X | OSWE24 - Component - OSWE24 | [13 empty] | Reciprocating engines | [21 empty] | A new build 30MW gas fuelled generating station. Land at Oswestry, Oswestry, SY11 4AA SJ 308 302
2 | PaAd20 | T-4 | Capacity Auction | 2024 | PARC ADFER LIMITED |  | Parc Adfer | Parc Adfer Holdings No 2 Ltd | 02036511557 | ssuet@wtienergy.co.uk | Distribution | Non CMRS | Existing Generating CMU | Waste |  |  | Prequalified | Opt-In |  | 1 |  |  |  |  | 0 |  | 17 |  |  | 14.416 |  |  |  | 14.416 | [7 empty] | No | No | Yes | Metering Option (a) (Supplier Settlement Metering Configuration Solution) | No |  |  | No | [7 empty] | No | N/A | 1 |  | Yes | 1
X | PaAd20 - Component - Parc Adfer | [13 empty] | Energy from Waste | [21 empty] | An energy from waste facility located in North Wales and designed to generate electricity WTI UK Ltd Parc Adfer, Weighbridge road, Deeside Industrial Estate zone 4, Flintshire, CH5 2LL SJ 310 716 | 1300060631665
1 | PARK24 | T-4 | Capacity Auction | 2024 | AVE 008 Limited |  | Park Road | Avery Energy Limited | 02071839115 | info@arlingtonenergy.co.uk | Distribution | Non CMRS | New Build Generating CMU | Gas |  |  | Not Prequalified | Opt-In |  | 15 |  | Yes | Yes |  | 66650 | Yes | 7 |  |  | 6.665 |  |  |  | 6.665 | [7 empty] | Yes | [14 empty] | Deferred
X | PARK24 - Component - PARK24 | [13 empty] | Reciprocating engines | [21 empty] | A gas fuelled generating station. Park Road, Bacup, OL13 0BW SD 866 220
2 | PBSBIC | T-4 | Capacity Auction | 2024 | Power Balancing Services Limited |  | Bicester |  | 07717763196 | graham.white@powerb.co.uk | Distribution | Non CMRS | New Build Generating CMU | Gas |  |  | Not Prequalified | Opt-In |  | 15 |  | Yes | Yes |  | 41940 | Yes | 4.405 |  |  | 4.194 |  |  |  | 4.285 | [7 empty] | No | No | Yes | Metering Option (a) (Supplier Settlement Metering Configuration Solution) | No |  |  | No | [7 empty] | No
X | PBSBIC - Component - BIC201 | [13 empty] | Reciprocating engines | [21 empty] | New reciprocating gensets in acoustic enclosure Land East And Adj To Roundabout At Junction Of Bicester Road Launton, Bicester OX26 4LA Bicester SP 602 232
X | PBSBIC - Component - BIC202 | [13 empty] | Reciprocating engines | [21 empty] | New reciprocating gensets in acoustic enclosure Land East And Adj To Roundabout At Junction Of Bicester Road Launton, Bicester OX26 4LA Bicester SP 602 232
X | PBSBIC - Component - BIC203 | [13 empty] | Reciprocating engines | [21 empty] | New reciprocating gensets in acoustic enclosure Land East And Adj To Roundabout At Junction Of Bicester Road Launton, Bicester OX26 4LA Bicester SP 602 232
X | PBSBIC - Component - BIC204 | [13 empty] | Reciprocating engines | [21 empty] | New reciprocating gensets in acoustic enclosure Land East And Adj To Roundabout At Junction Of Bicester Road Launton, Bicester OX26 4LA Bicester SP 602 232
1 | PBSHVR | T-4 | Capacity Auction | 2024 | Power Balancing Services Limited |  | PBS - High View Road |  | 07717763196 | graham.white@powerb.co.uk | Distribution | Non CMRS | New Build Generating CMU | Gas |  |  | Not Prequalified | Opt-In |  | 15 |  | Yes | Yes |  | 27960 | Yes | 2.937 |  |  | 2.796 |  |  |  | 2.857 | [7 empty] | No | No | Yes | Metering Option (a) (Supplier Settlement Metering Configuration Solution) | No |  |  | No | [7 empty] | No
X | PBSHVR - Component - HVR201 | [13 empty] | Reciprocating engines | [21 empty] | New reciprocating gensets in acoustic enclosure Land off High View Road, South Normanton, Alfreton DE55 2FL Sutton in Ashfield SK 449 574
X | PBSHVR - Component - HVR202 | [13 empty] | Reciprocating engines | [21 empty] | New reciprocating gensets in acoustic enclosure Land off High View Road, South Normanton, Alfreton DE55 2FL Sutton in Ashfield SK 449 574
X | PBSHVR - Component - HVR203 | [13 empty] | Reciprocating engines | [21 empty] | New reciprocating gensets in acoustic enclosure Land off High View Road, South Normanton, Alfreton DE55 2FL Sutton in Ashfield SK 449 574
2 | PEH124 | T-4 | Capacity Auction | 2024 | SSE Generation Limited |  | Peterhead | SSE plc | 01738453407 | CMSecondaryTrading@sse.com | Transmission | CMRS | Existing Generating CMU | Gas |  |  | Prequalified | Opt-In |  | 1 |  |  |  |  | 0 |  | 1182.26 |  |  | 1064.034 |  |  |  | 1064.034 | [7 empty] | No |  |  |  | No | [10 empty] | No | N/A | 1 |  | Yes | 1
X | PEH124 - Component - T_PEHE-1 | [13 empty] | Combined Cycle Gas Turbine (CCGT) | [21 empty] | Peterhead CCGT Peterhead Power Station, Peterhead, Aberdeenshire, AB42 3BZ NK 127 430
1 | PEHE-2 | T-4 | Capacity Auction | 2024 | SSE Generation Limited |  | Peterhead Unit 2 | SSE plc | 01738453407 | CMSecondaryTrading@sse.com | Transmission | CMRS | Existing Generating CMU |  |  |  |  | Opt-Out | Closed down, decommissioned or otherwise non-operational by the start of the relevant Delivery Year | [14 empty] | 594 | [10 empty] | Metering Option (a) (Supplier Settlement Metering Configuration Solution) | Yes | [10 empty] | N/A
X | PEHE-2 - Component - T_PEHE-2 | [13 empty] | Combined Cycle Gas Turbine (CCGT) | [21 empty] | 0 0 0
2 | PEL006 | T-4 | Capacity Auction | 2024 | Peel L&P Energy Limited |  | Eastham Balancing Services Plant | Peel L&P Holdings Energy (No.3) Limited | 01616298200 | energy@peel.co.uk | Distribution | Non CMRS | New Build Generating CMU | Gas |  |  | Prequalified | Opt-In |  | 15 |  | Yes | Yes |  | 0 |  | 20 |  |  | 19.044 |  |  |  | 19.044 | [7 empty] | Yes | [14 empty] | Deferred | Yes | 15 |  | No | N/A
X | PEL006 - Component - PEL006 | [13 empty] | Reciprocating engines | [21 empty] | Reciprocating engines envisaged to be made up of multiple modules. Land to the East of Bankfields Drive, Eastham, Wirral, CH62 0DG SJ372803
1 | PEL007 | T-4 | Capacity Auction | 2024 | Peel L&P Energy Limited |  | Ellesmere Port North Road Balancing Services Plant | Peel L&P Holdings Energy (No.3) Limited | 01616298200 | energy@peel.co.uk | Distribution | Non CMRS | New Build Generating CMU | Gas |  |  | Not Prequalified | Opt-In |  | 15 |  |  |  |  | 0 |  | 22.5 |  |  | 21.425 |  |  |  | 21.425 | [7 empty] | Yes | [14 empty] | Deferred
X | PEL007 - Component - PEL007 | [13 empty] | Reciprocating engines | [21 empty] | 22.5MW Gas Reciprocating Engines envisaged to be made up of multiple modules. Land at North Road, Vauxhall, Ellesmere Port, CH65 1BA SJ382791
2 | PEL008 | T-4 | Capacity Auction | 2024 | Peel L&P Energy Limited |  | Protos Balancing Services Plant | Peel L&P Holdings Energy (No.3) Limited | 01616298200 | energy@peel.co.uk | Distribution | Non CMRS | New Build Generating CMU | Gas |  |  | Not Prequalified | Opt-In |  | 15 |  | Yes | Yes |  | 471340 | Yes | 49.5 |  |  | 47.134 |  |  |  | 47.134 | [7 empty] | Yes | [14 empty] | Deferred
X | PEL008 - Component - PEL008 | [13 empty] | Reciprocating engines | [21 empty] | 49.5 MW Gas Reciprocating Engines envisaged to be made up of multiple modules. Ash Road, Protos, CH2 4RX SJ465761
1 | PEL009 | T-4 | Capacity Auction | 2024 | Peel L&P Energy Limited |  | Speke Balancing Services Plant | Peel L&P Holdings Energy (No.3) Limited | 01616298200 | energy@peel.co.uk | Distribution | Non CMRS | New Build Generating CMU | Gas |  |  | Prequalified | Opt-In |  | 15 |  | Yes | Yes |  | 0 |  | 20 |  |  | 19.044 |  |  |  | 19.044 | [22 empty] | Deferred | Yes | 15 |  | No | N/A
X | PEL009 - Component - PEL009 | [13 empty] | Reciprocating engines | [21 empty] | 20MW Gas Reciprocating Engines envisaged to be made up of multiple modules. Land at Speke Hall Avenue, Liverpool L24 8DA SJ422832
2 | PEL010 | T-4 | Capacity Auction | 2024 | Peel L&P Energy Limited |  | Ellesmere Port Balancing Services Plant | Peel L&P Holdings Energy (No.3) Limited | 01616298200 | energy@peel.co.uk | Distribution | Non CMRS | New Build Generating CMU | Gas |  |  | Prequalified | Opt-In |  | 15 |  | Yes |  |  | 0 |  | 49.5 |  |  | 47.134 |  |  |  | 47.134 | [7 empty] | Yes | [14 empty] | Deferred | Yes | 15 |  | No | N/A
X | PEL010 - Component - PEL010 | [13 empty] | Reciprocating engines | [21 empty] | 49.5 MW Gas Reciprocating Engines envisaged to be made up of multiple modules. Land to the West of Chapterhouse Close, Ellesmere Port, CH65 4EL SJ 412 762
1 | PERSB2 | T-4 | Capacity Auction | 2024 | Noriker Perseverance Ltd |  | Perseverance Battery 1 | Noriker Power Ltd | 01452541746 | admin@noriker.co.uk | Distribution | Non CMRS | New Build Generating CMU | Storage - Battery |  | Yes | Prequalified | Opt-In |  | 15 |  | Yes |  |  | 32200 |  | 13 |  |  | 3.22 |  |  |  | 3.22 | [7 empty] | Yes | [14 empty] | Deferred | Yes | 15 |  | Yes | 15
X | PERSB2 - Component - PERSBA | [13 empty] | Storage (Duration 1h) | [21 empty] | A 13MW New Build Battery Storage site Land off, Old School, Lane Hereford, HR4 9BP SO511416
2 | PETE07 | T-4 | Capacity Auction | 2024 | RYDBERG DEVELOPMENT COMPANY LIMITED |  | PETERLEE | Hartree Partners Power Holdings (UK) Limited | 02072017165 | PowerOps@HartreePartners.com | Distribution | Non CMRS | New Build Generating CMU | Gas |  |  | Prequalified | Opt-In |  | 15 |  | Yes | Yes |  | 38090 |  | 4 |  |  | 3.809 |  |  |  | 3.809 | [7 empty] | Yes | [14 empty] | Deferred | Yes | 15 |  | Yes | 15
X | PETE07 - Component - 000001 | [13 empty] | Reciprocating engines | [21 empty] | New build power station comprised of multiple reciprocating engines. Davy Drive Peterlee SR8 2JF NZ 411 417
1 | PG2027 | T-4 | Capacity Auction | 2024 | Peak Gen Power 27 Limited |  | Peak Gen Power 27 | Peak Gen Top Co Limited | 01926336127 | jfairchild@peakgen.com | Distribution | Non CMRS | New Build Generating CMU | Storage - Battery |  | Yes | Not Prequalified | Opt-In |  | 15 |  |  |  |  | 0 |  | 20 |  |  | 4.954 |  |  |  | 4.954 | [7 empty] | Yes | [14 empty] | Deferred
X | PG2027 - Component - PG2027 | [13 empty] | Storage (Duration 1h) | [21 empty] | A new battery storage plant, with associated civil works, switchgear and electrical connection. Thames Water Sewage Works Amersham Road Denham Buckinghamshire SL9 7AW TQ 018 876
2 | PGPCOV | T-4 | Capacity Auction | 2024 | Peak Gen Power Limited |  | Peak Gen Power Coventry | Peak Gen Top Co Limited | 01926336127 | jfairchild@peakgen.com | Distribution | Non CMRS | Existing Generating CMU | Diesel |  |  | Prequalified | Opt-In |  | 1 |  |  |  |  | 0 |  | 6 |  |  | 5.713 |  |  |  | 5.713 | [7 empty] | Yes | [14 empty] | Deferred | N/A | 1 |  | No | N/A
X | PGPCOV - Component - PGPCOV | [13 empty] | Reciprocating engines | [21 empty] | A completed power plant, with associated civil works, switchgear and electrical connection. Batleys Cash and Carry Gielgud Way Coventry CV2 2SZ SP 389 819
1 | PGPDID | T-4 | Capacity Auction | 2024 | Peak Gen Power Limited |  | Peak Gen Power Didcot | Peak Gen Top Co Limited | 01926336127 | jfairchild@peakgen.com | Distribution | Non CMRS | Existing Generating CMU | Diesel |  |  | Prequalified | Opt-In |  | 1 |  |  |  |  | 0 |  | 3.3 |  |  | 3.142 |  |  |  | 3.142 | [7 empty] | Yes | [14 empty] | Deferred | N/A | 1 |  | No | N/A
X | PGPDID - Component - PGPDID | [13 empty] | Reciprocating engines | [21 empty] | A completed power plant, with associated civil works, switchgear and electrical connection. Booker Cash and Carry Didcot OX11 7HJ SU 515 912
2 | PGPHAT | T-4 | Capacity Auction | 2024 | Peak Gen Power Limited |  | Peak Gen Power Hatfield | Peak Gen Top Co Limited | 01926336127 | jfairchild@peakgen.com | Distribution | Non CMRS | Existing Generating CMU | Diesel |  |  | Prequalified | Opt-In |  | 1 |  |  |  |  | 0 |  | 5.4 |  |  | 5.142 |  |  |  | 5.142 | [7 empty] | Yes | [14 empty] | Deferred | N/A | 1 |  | No | N/A
X | PGPHAT - Component - PGPHAT | [13 empty] | Reciprocating engines | [21 empty] | A completed power plant, with associated civil works, switchgear and electrical connection. Booker Cash and Carry Frobisher Way Hatfield Hertfordshire AL10 9TR TL 207 094
1 | PGPHAY | T-4 | Capacity Auction | 2024 | Peak Gen Power Limited |  | Peak Gen Power Haydock | Peak Gen Top Co Limited | 01926336127 | jfairchild@peakgen.com | Distribution | Non CMRS | Existing Generating CMU | Diesel |  |  | Prequalified | Opt-In |  | 1 |  |  |  |  | 0 |  | 5.4 |  |  | 5.142 |  |  |  | 5.142 | [7 empty] | Yes | [14 empty] | Deferred | N/A | 1 |  | No | N/A
X | PGPHAY - Component - PGPHAY | [13 empty] | Reciprocating engines | [21 empty] | A completed power plant, with associated civil works, switchgear and electrical connection. Millfield Lane Haydock Industrial Estate Haydock St Helens WA11 9UT SJ 563 979
2 | PHIL24 | T-4 | Capacity Auction | 2024 | AVE 009 Limited |  | Philips Lane | Avery Energy Limited | 02071839115 | info@arlingtonenergy.co.uk | Distribution | Non CMRS | New Build Generating CMU | Gas |  |  | Not Prequalified | Opt-In |  | 15 |  |  |  |  | 0 |  | 7 |  |  | 6.665 |  |  |  | 6.665 | [7 empty] | Yes | [14 empty] | Deferred
X | PHIL24 - Component - PHIL24 | [13 empty] | Reciprocating engines | [21 empty] | A gas fuelled generating station. Phillips Lane, Colne, BB8 9PQ SD 875 394
1 | PIN222 | T-4 | Capacity Auction | 2024 | PINXTON ENERGY LIMITED |  | PIN111 | Benergy EOOD | 07858507631 | polina@repd.co.uk | Distribution | Non CMRS | New Build Generating CMU | Gas |  |  | Not Prequalified | Opt-In |  | 15 |  | Yes | Yes |  | 95220 | Yes | 10 |  |  | 9.522 |  |  |  | 9.522 | [7 empty] | Yes | [14 empty] | Deferred
X | PIN222 - Component - PIN111 | [13 empty] | Open Cycle Gas Turbine (OCGT) | [21 empty] | Gas fuelled generation plant Ty Coch Farm Greenfield Holywell CH87HT SJ 190 775
2 | PM1120 | T-4 | Capacity Auction | 2024 | RWE Generation UK plc |  | CMU_PEMB-11 | RWE Generation UK Holdings Limited | 01793475217 | CapMarketSecondaryTrading@rwe.com | Transmission | CMRS | Existing Generating CMU | Gas |  |  | Prequalified | Opt-In |  | 1 |  |  |  |  | 0 |  | 475 |  |  | 427.5 |  |  |  | 427.5 | [7 empty] | No |  |  |  | No | [10 empty] | No | N/A | 1 |  | Yes | 1
X | PM1120 - Component - T_PEMB-11 | [13 empty] | Combined Cycle Gas Turbine (CCGT) | [21 empty] | Pembroke 11 - CCGT MSID: 7237 Pembroke Power Station Pembroke Dyfed SA71 5SS SM 930 027
1 | PM2120 | T-4 | Capacity Auction | 2024 | RWE Generation UK plc |  | CMU_PEMB-21 | RWE Generation UK Holdings Limited | 01793475217 | CapMarketSecondaryTrading@rwe.com | Transmission | CMRS | Existing Generating CMU | Gas |  |  | Prequalified | Opt-In |  | 1 |  |  |  |  | 0 |  | 475 |  |  | 427.5 |  |  |  | 427.5 | [7 empty] | No |  |  |  | No | [10 empty] | No | N/A | 1 |  | Yes | 1
X | PM2120 - Component - T_PEMB-21 | [13 empty] | Combined Cycle Gas Turbine (CCGT) | [21 empty] | Pembroke 21 - CCGT MSID: 7237 Pembroke Power Station Pembroke Dyfed SA71 5SS SM 930 027
2 | PM3120 | T-4 | Capacity Auction | 2024 | RWE Generation UK plc |  | CMU_PEMB-31 | RWE Generation UK Holdings Limited | 01793475217 | CapMarketSecondaryTrading@rwe.com | Transmission | CMRS | Existing Generating CMU | Gas |  |  | Prequalified | Opt-In |  | 1 |  |  |  |  | 0 |  | 475 |  |  | 427.5 |  |  |  | 427.5 | [7 empty] | No |  |  |  | No | [10 empty] | No | N/A | 1 |  | Yes | 1
X | PM3120 - Component - T_PEMB-31 | [13 empty] | Combined Cycle Gas Turbine (CCGT) | [21 empty] | Pembroke 31 - CCGT MSID: 7237 Pembroke Power Station Pembroke Dyfed SA71 5SS SM 930 027
1 | PM4120 | T-4 | Capacity Auction | 2024 | RWE Generation UK plc |  | CMU_PEMB-41 | RWE Generation UK Holdings Limited | 01793475217 | CapMarketSecondaryTrading@rwe.com | Transmission | CMRS | Existing Generating CMU | Gas |  |  | Prequalified | Opt-In |  | 1 |  |  |  |  | 0 |  | 475 |  |  | 427.5 |  |  |  | 427.5 | [7 empty] | No |  |  |  | No | [10 empty] | No | N/A | 1 |  | Yes | 1
X | PM4120 - Component - T_PEMB-41 | [13 empty] | Combined Cycle Gas Turbine (CCGT) | [21 empty] | Pembroke 41 - CCGT MSID: 7237 Pembroke Power Station Pembroke Dyfed SA71 5SS SM 930 027
2 | PM5120 | T-4 | Capacity Auction | 2024 | RWE Generation UK plc |  | CMU_PEMB-51 | RWE Generation UK Holdings Limited | 01793475217 | CapMarketSecondaryTrading@rwe.com | Transmission | CMRS | Existing Generating CMU | Gas |  |  | Prequalified | Opt-In |  | 1 |  |  |  |  | 0 |  | 475 |  |  | 427.5 |  |  |  | 427.5 | [7 empty] | No |  |  |  | No | [10 empty] | No | N/A | 1 |  | Yes | 1
X | PM5120 - Component - T_PEMB-51 | [13 empty] | Combined Cycle Gas Turbine (CCGT) | [21 empty] | Pembroke 51 - CCGT MSID: 7237 Pembroke Power Station Pembroke Dyfed SA71 5SS SM 930 027
1 | POERF6 | T-4 | Capacity Auction | 2024 | Veolia UK Limited |  | Portsmouth ERF | VEOLIA ENVIRONNEMENT SA | 02078125000 | uk.veolia.capacitymarket.mailbox@veolia.com | Distribution | Non CMRS | Existing Generating CMU | Waste |  |  | Prequalified | Opt-In |  | 1 |  |  |  |  | 0 |  | 14.515 |  |  | 12.309 |  |  |  | 12.309 | [7 empty] | No | No | Yes | Metering Option (a) (Supplier Settlement Metering Configuration Solution) | No |  |  | No | [7 empty] | No | N/A | 1 |  | Yes | 1
X | POERF6 - Component - POERF6 | [13 empty] | Energy from Waste | [21 empty] | Municipal waste incineration plant located in Portsmouth Hampshire. It is based on boilers supplying steam to a turbine-generator. Portsmouth ERF, Quartremaine Road, Portsmouth, Hampshire PO3 5QH SU667029
2 | POL004 | T-4 | Capacity Auction | 2024 | E.ON UK CHP Limited |  | POL CHP | E.ON UK PLC | 07816292478 | EEMFM@eon.com | Distribution | Non CMRS | Existing Generating CMU | Gas |  |  | Prequalified | Opt-In |  | 1 |  |  |  |  | 0 |  | 30.131 |  |  | 27.118 |  |  |  | 27.118 | [7 empty] | No | No | Yes | Metering Option (b) (Bespoke Metering Configuration Solution) | No | Yes | Data from this meter is aggregated as part of a complex site in accordance with BSCP514 |  |  | Yes |  | Metering is compliant with Metering Code of Practice 2 | Yes |  |  | Yes | N/A | 1 |  | Yes | 1
X | POL004 - Component - POL001 | [13 empty] | Combined Heat and Power (CHP) | [21 empty] | Gas fired CHP Address: Port of Liverpool CHP, Regent Road, Bootle, Liverpool, L20 1ED SJ 331 955
1 | PORT20 | T-4 | Capacity Auction | 2024 | Portsdown Power Limited |  | Portsdown Power | Apus Energy Limited | 02920547206 | Matthew.tucker@welshpower.com | Distribution | Non CMRS | New Build Generating CMU | Gas |  |  | Prequalified | Opt-In |  | 15 |  | Yes | Yes |  | 0 |  | 19.8 |  |  | 18.854 |  |  |  | 19.044 | [7 empty] | Yes | [14 empty] | Deferred | Yes | 15 |  | No | N/A
X | PORT20 - Component - PORT20 | [13 empty] | Reciprocating engines | [21 empty] | 20MW power plant comprising reciprocating engines. The power plant will be connected to the local distribution network and local gas network. Vacant land, Portsdown Technology Park, Southwick Rd, Portsmouth, Hampshire, PO6 3RU SU 639 069
2 | POTM24 | T-4 | Capacity Auction | 2024 | BRK 002 Limited |  | Potmans Lane | Arlington Energy Limited | 02071839115 | info@arlingtonenergy.co.uk | Distribution | Non CMRS | New Build Generating CMU | Storage - Battery |  | Yes | Not Prequalified | Opt-In |  | 15 |  | Yes | Yes |  | 123600 | Yes | 49.9 |  |  | 12.36 |  |  |  | 12.36 | [7 empty] | Yes | [14 empty] | Deferred
X | POTM24 - Component - POTM24 | [13 empty] | Storage (Duration 1h) | [21 empty] | A Battery Energy Storage System Potman's Lane, Battle, TN33 9BL TQ 726 116
1 | POWER1 | T-4 | Capacity Auction | 2024 | Power Initiatives (1) Limited |  | POWER1 | HMWT1 Limited | 07539917817 | thomas@hamiltonmarch.com | Distribution | Non CMRS | New Build Generating CMU | Gas |  |  | Prequalified | Opt-In |  | 15 |  | Yes |  |  | 42850 |  | 4.5 |  |  | 4.285 |  |  |  | 4.285 | [7 empty] | Yes | [14 empty] | Deferred | Yes | 15 |  | Yes | 15
X | POWER1 - Component - Power1 | [13 empty] | Reciprocating engines | [21 empty] | 3 x 1.5 MW gas generator units to be installed at Land At Herrod Avenue, Off Haigh Avenue, South Reddish, Stockport, SK5 7NW. Land At Herrod Avenue, Off Haigh Avenue, South Reddish, Stockport, SK5 7NW SJ 894 924
2 | PPBS20 | T-4 | Capacity Auction | 2024 | Pivoted Power LLP |  | Pivot Power Bustleholm | Pivot Power (Holding) Limited | 02037431445 | info@pivot-power.co.uk | Transmission | CMRS | New Build Generating CMU | Storage - Battery |  | Yes | Prequalified | Opt-In |  | 15 |  | Yes |  |  | 194480 |  | 40 |  |  | 19.448 |  |  |  | 19.934 | [7 empty] | Yes | [14 empty] | Deferred | Yes | 15 |  | Yes | 15
X | PPBS20 - Component - PPBS20 | [13 empty] | Storage (Duration 2h) | [21 empty] | The CMU is a electro-chemical Lithium-ion battery storage system connected to the transmission system at the National Grid Transmission Substation. Land north east of Bustleholm Substation Painswick Close Walsall WS5 4SJ SP 029 950
1 | PPCV20 | T-4 | Capacity Auction | 2024 | Pivoted Power LLP |  | Pivot Power Coventry | Pivot Power (Holding) Limited | 02037431445 | info@pivot-power.co.uk | Transmission | CMRS | New Build Generating CMU | Storage - Battery |  | Yes | Prequalified | Opt-In |  | 15 |  | Yes |  |  | 194480 |  | 40 |  |  | 19.448 |  |  |  | 19.934 | [7 empty] | Yes | [14 empty] | Deferred | Yes | 15 |  | Yes | 15
X | PPCV20 - Component - PPCV20 | [13 empty] | Storage (Duration 2h) | [21 empty] | The CMU is a electro-chemical Lithium-ion battery storage system connected to the transmission system at the National Grid Transmission Substation. Land directly South to Coventry Substation Parrotts Grove Coventry CV2 1NQ SP 364 840
2 | PPCW20 | T-4 | Capacity Auction | 2024 | PIVOT POWER BATTERY CO. LIMITED |  | Pivot Power 1 | PIVOT POWER LIMITED | 02037431445 | info@pivot-power.co.uk | Transmission | CMRS | New Build Generating CMU | Storage - Battery |  | Yes | Prequalified | Opt-In |  | 1 |  |  |  |  | 0 |  | 43 |  |  | 10.651 |  |  |  | 10.837 | [7 empty] | Yes | [14 empty] | Deferred | Yes | 1 |  | Yes | 1
X | PPCW20 - Component - PPCow1 | [13 empty] | Storage (Duration 1h) | [21 empty] | The CMU is a electro-chemical Lithium-ion battery storage system connected to the transmission system at the National Grid Transmission Substation. Cowley Substation Blackberry Lane Garsington Oxfordshire OX44 9BD SP 561 015
1 | PPKM20 | T-4 | Capacity Auction | 2024 | PIVOT POWER BATTERY CO. LIMITED |  | Pivot Power 1 | PIVOT POWER LIMITED | 02037431445 | info@pivot-power.co.uk | Transmission | CMRS | New Build Generating CMU | Storage - Battery |  | Yes | Prequalified | Opt-In |  | 1 |  |  |  |  | 0 |  | 43 |  |  | 10.651 |  |  |  | 10.837 | [7 empty] | Yes | [14 empty] | Deferred | Yes | 1 |  | Yes | 1
X | PPKM20 - Component - PPKM01 | [13 empty] | Storage (Duration 1h) | [21 empty] | The CMU is a electro-chemical Lithium-ion battery storage system connected to the transmission system at the National Grid Transmission Substation. Land To The South Of Kemsley Substation Ypres Drive Sittingbourne Kent ME10 2FB TQ 909 666
2 | PPL_20 | T-4 | Capacity Auction | 2024 | Progress Power Limited |  | Progress Power OCGT | Drax Smart Generation HoldCo Limited | 01757618381 | CMsecondarytrading@drax.com | Transmission | CMRS | New Build Generating CMU | Gas |  |  | Prequalified | Opt-In |  | 15 |  | Yes |  |  | 2847080 |  | 299 |  |  | 284.708 |  |  |  | 284.708 | [7 empty] | Yes | [14 empty] | Deferred | Yes | 15 |  | Yes | 15
X | PPL_20 - Component - PPL_20 | [13 empty] | Open Cycle Gas Turbine (OCGT) | [21 empty] | A new Open Cycle Gas Turbine (OCGT) power peaking plant Progress Power Station, Eye Airfield, Diss, Suffolk, IP23 7HE TM 132 751
1 | PRIN24 | T-4 | Capacity Auction | 2024 | PRINCETHORPE POWER LTD |  | Princethorpe | Balance Power Projects Limited | 01519580431 | enquiries@balancepower.co.uk | Distribution | Non CMRS | New Build Generating CMU | Gas |  |  | Not Prequalified | Opt-In |  | 15 |  | Yes | Yes |  | 52940 | Yes | 5.56 |  |  | 5.294 |  |  |  | 5.294 | [7 empty] | Yes | [14 empty] | Deferred
X | PRIN24 - Component - PRIN24 | [13 empty] | Reciprocating engines | [21 empty] | A gas fuelled electrical power generating unit comprising multiple reciprocating engines Land at Fosse Way, Princethorpe, Rugby, CV23 9PY SP 399 704
2 | PRO003 | T-4 | Capacity Auction | 2024 | GAS GENERATION PROPERTY LIMITED |  | Gas Generation Property | Lark Gas Assets Limited | 01778391573 | enquiries@larkfleetgroup.co.uk | Distribution | Non CMRS | New Build Generating CMU | Gas |  |  | Prequalified | Opt-In |  | 15 |  | Yes | Yes |  | 0 |  | 8 |  |  | 7.618 |  |  |  | 7.618 | [7 empty] | Yes | [14 empty] | Deferred | No | 15
X | PRO003 - Component - PRO003 | [13 empty] | Open Cycle Gas Turbine (OCGT) | [21 empty] | 4 gas reciprocating engines used for power generation, with associated infrastructure. Land off Well Street, Paisley, PA1 2QH NS 473 643
1 | PROT20 | T-4 | Capacity Auction | 2024 | PROTOS ERF LIMITED |  | PROTOS ERF | Protos Holding Limited | 0012012078964 | skabbani@covanta.com | Distribution | Non CMRS | New Build Generating CMU | Waste |  |  | Prequalified | Opt-In |  | 15 |  | Yes | Yes |  | 364640 |  | 43 |  |  | 36.464 |  |  |  | 36.464 | [7 empty] | Yes | [14 empty] | Deferred | Yes | 15 |  | Yes | 15
X | PROT20 - Component - PROERF | [13 empty] | Energy from Waste | [21 empty] | An Energy from Waste facility located in Cheshire. The Facility will utilise conventional mass burn technology which is the most proven Energy from Waste technology currently available. The process will consist of the delivery of waste to the Facility by truck where it will be deposited in a storage bunker, from which it will be fed into two thermal units. Each unit will consist of a moving grate, boiler and air pollution control equipment. The steam generated will drive a turbine for the generation of electricity. Plot 8 Protos Grinsome Road Elton CH2 4NR SJ 466 767
2 | PUG002 | T-4 | Capacity Auction | 2024 | POWER UP GENERATION LIMITED | Eclipse Power | Bond Estates Milton Keynes |  | 01234486487 | bond.estates@eclipsepower.co.uk | Distribution | Non CMRS | Existing Generating CMU | Gas |  |  | Prequalified | Opt-In |  | 1 |  |  |  |  | 0 |  | 5.784 |  |  | 5.508 |  |  |  | 5.746 | [7 empty] | No | No | Yes | Metering Option (a) (Supplier Settlement Metering Configuration Solution) | No |  |  | No | [7 empty] | No | N/A | 1 |  | Yes | 1
X | PUG002 - Component - PUG002 | [13 empty] | Reciprocating engines | [21 empty] | The CMU component comprises of three 2MW Reciprocating Gas Engines Bond Avenue Bletchley Milton Keynes MK1 1JJ SP 881 353 | 1170000894943
1 | PWRST5 | T-4 | Capacity Auction | 2024 | Powersite DL Ltd |  | Powersite DL Ltd |  | 12816790202 | info@powersitedl.co.uk | Transmission | CMRS | New Build Generating CMU | Gas |  |  | Not Prequalified | Opt-In |  | 15 |  | Yes |  |  | 3510000 |  | 390 |  |  | 351 |  |  |  | 360 | [7 empty] | Yes | [14 empty] | Deferred
X | PWRST5 - Component - PWRST5 | [13 empty] | Combined Cycle Gas Turbine (CCGT) | [21 empty] | The unit is a four on two air cooled CCGT utilizing Siemens Industrial Trent DLE aero-derivitive gas turbines. The plant will be located at Drakelow, South Derbyshire. Drakelow Power Station, Burton on Trent, DE15 9TZ SK230198
2 | RAN124 | T-4 | Capacity Auction | 2024 | SSE Generation Limited |  | Rannoch 1 | SSE plc | 01738453407 | CMSecondaryTrading@sse.com | Distribution | Non CMRS | Existing Generating CMU | Hydro |  |  | Prequalified | Opt-In |  | 1 |  |  |  |  | 0 |  | 16 |  |  | 14.558 |  |  |  | 14.558 | [7 empty] | No | No | Yes | Metering Option (a) (Supplier Settlement Metering Configuration Solution) | No |  |  | No | [7 empty] | No | N/A | 1 |  | Yes | 1
X | RAN124 - Component - RANN-1 | [13 empty] | Hydro | [21 empty] | 1 x hydro turbine & synchronous generator Rannoch Power Station, Rannoch, Perthshire, PH17 2QP NN 529 582 | 1700051768868
1 | RAN224 | T-4 | Capacity Auction | 2024 | SSE Generation Limited |  | Rannoch 2 | SSE plc | 01738453407 | CMSecondaryTrading@sse.com | Distribution | Non CMRS | Existing Generating CMU | Hydro |  |  | Prequalified | Opt-In |  | 1 |  |  |  |  | 0 |  | 14.56 |  |  | 13.248 |  |  |  | 13.248 | [7 empty] | No | No | Yes | Metering Option (a) (Supplier Settlement Metering Configuration Solution) | No |  |  | No | [7 empty] | No | N/A | 1 |  | Yes | 1
X | RAN224 - Component - RANN-2 | [13 empty] | Hydro | [21 empty] | 1 x hydro turbine & synchronous generator Rannoch Power Station, Rannoch, Perthshire, PH17 2QP NN 529 582 | 1700051768877
2 | RAN324 | T-4 | Capacity Auction | 2024 | SSE Generation Limited |  | Rannoch 3 | SSE plc | 01738453407 | CMSecondaryTrading@sse.com | Distribution | Non CMRS | Existing Generating CMU | Hydro |  |  | Prequalified | Opt-In |  | 1 |  |  |  |  | 0 |  | 16 |  |  | 14.558 |  |  |  | 14.558 | [7 empty] | No | No | Yes | Metering Option (a) (Supplier Settlement Metering Configuration Solution) | No |  |  | No | [7 empty] | No | N/A | 1 |  | Yes | 1
X | RAN324 - Component - RANN-3 | [13 empty] | Hydro | [21 empty] | 1 x hydro turbine & synchronous generator Rannoch Power Station, Rannoch, Perthshire, PH17 2QP NN 529 582 | 1700051768895
1 | RATS40 | T-4 | Capacity Auction | 2024 | Uniper UK Limited | Bidding, Obligation Trading, Volume Reallocation | Ratcliffe coal units | Uniper Holding GmbH | 49211732757440 | UniperUK.PowerTrading@uniper.energy | Transmission | CMRS | Existing Generating CMU |  |  |  |  | Opt-Out | Closed down, decommissioned or otherwise non-operational by the start of the relevant Delivery Year | [14 empty] | 1746.88 | [7 empty] | No |  |  |  | No | [10 empty] | N/A
X | RATS40 - Component - T_RATS-1 | [13 empty] | Coal | [21 empty] | Ratcliffe Unit 1 coal-fired unit Ratcliffe-on-Soar Nottingham NG11 0EE SK503301
X | RATS40 - Component - T_RATS-2 | [13 empty] | Coal | [21 empty] | Ratcliffe Unit 2 coal-fired unit Ratcliffe-on-Soar Nottingham NG11 0EE SK503301
X | RATS40 - Component - T_RATS-3 | [13 empty] | Coal | [21 empty] | Ratcliffe Unit 3 coal-fired unit Ratcliffe-on-Soar Nottingham NG11 0EE SK503301
X | RATS40 - Component - T_RATS-4 | [13 empty] | Coal | [21 empty] | Ratcliffe Unit 4 coal-fired unit Ratcliffe-on-Soar Nottingham NG11 0EE SK503301
2 | RHE1_7 | T-4 | Capacity Auction | 2024 | Statkraft Markets GmbH |  | Generator 1 of the Rheidol Hydro Electric Power Plant | Statkraft AS | 004921160244000 | UKCM@statkraft.com | Distribution | CMRS | Existing Generating CMU | Hydro |  |  | Prequalified | Opt-In |  | 1 |  |  |  |  | 0 |  | 12.922 |  |  | 11.758 |  |  |  | 11.803 | [7 empty] | No | No | Yes |  | Yes | [10 empty] | Yes | N/A | 1 |  | Yes | 1
X | RHE1_7 - Component - UK_RHE_GEN1_AE | [13 empty] | Hydro | [21 empty] | The CMU is belonging to the hydro-electric power scheme “Rheidol” close to Aberystwyth – Ceredigion - mid-Wales. The respective CMU is situated at the Dinas Power Station, which is supplied by water from the Nant-y-Moch reservoir. Cwm Rheidol Aberystywth, Ceredigion SY23 3NF Aberystwyth SN 708 793
1 | RHE2_7 | T-4 | Capacity Auction | 2024 | Statkraft Markets GmbH |  | Generator 2 of the Rheidol Hydro Electric Power Plant | Statkraft AS | 004921160244000 | UKCM@statkraft.com | Distribution | CMRS | Existing Generating CMU | Hydro |  |  | Prequalified | Opt-In |  | 1 |  |  |  |  | 0 |  | 21.456 |  |  | 19.523 |  |  |  | 19.778 | [7 empty] | No | No | Yes |  | Yes | [10 empty] | Provided | N/A | 1 |  | Yes | 1
X | RHE2_7 - Component - UK_RHE_GEN2_AE | [13 empty] | Hydro | [21 empty] | The CMU is belonging to the hydro-electric power scheme “Rheidol” close to Aberystwyth – Ceredigion - mid-Wales. The respective CMU is situated at the Cwm Rheidol Power Station (being one out of two) which is supplied by water from the Dinas Reservoir. Cwm Rheidol Aberystywth, Ceredigion SY23 3NF Aberystwyth SN 708 793
2 | RHE3_7 | T-4 | Capacity Auction | 2024 | Statkraft Markets GmbH |  | Generator 3 of the Rheidol Hydro Electric Power Plant | Statkraft AS | 004921160244000 | UKCM@statkraft.com | Distribution | CMRS | Existing Generating CMU | Hydro |  |  | Prequalified | Opt-In |  | 1 |  |  |  |  | 0 |  | 21.592 |  |  | 19.647 |  |  |  | 20.054 | [7 empty] | No | No | Yes |  | Yes | [10 empty] | Provided | N/A | 1 |  | Yes | 1
X | RHE3_7 - Component - UK_RHE_GEN3_AE | [13 empty] | Hydro | [21 empty] | The CMU is belonging to the hydro-electric power scheme “Rheidol” close to Aberystwyth – Ceredigion - mid-Wales. The respective CMU is situated at the Cwm Rheidol Power Station (being one out of two) which is supplied by water from the Dinas Reservoir. Cwm Rheidol Aberystywth, Ceredigion SY23 3NF Aberystwyth SN 708 793
1 | ROCH24 | T-4 | Capacity Auction | 2024 | ROCHDALE POWER LTD |  | Rochdale Dig Gate | Balance Power Projects Limited | 01519580431 | enquiries@balancepower.co.uk | Distribution | Non CMRS | New Build Generating CMU | Gas |  |  | Not Prequalified | Opt-In |  | 15 |  | Yes | Yes |  | 41900 | Yes | 4.4 |  |  | 4.19 |  |  |  | 4.19 | [7 empty] | Yes | [14 empty] | Deferred
X | ROCH24 - Component - ROCH24 | [13 empty] | Reciprocating engines | [21 empty] | A gas fuelled electrical power generating unit comprising multiple reciprocating engines Land at Dig Gate Lane, Kingsway Business Park, Rochdale, OL16 4NR SD 918 111
2 | ROCK21 | T-4 | Capacity Auction | 2024 | Rock Energy Storage Limited | Limejump Virtual 3 Limited | ROCK18 | Eelpower (Opco4) Limited | 03303309625 | cm@eelpower.co.uk | Distribution | Non CMRS | Existing Generating CMU | Storage - Battery |  | Yes | Prequalified | Opt-In |  | 1 |  |  |  |  | 0 |  | 19.861 |  |  | 4.92 |  |  |  | 4.954 | [7 empty] | No | No | Yes | Metering Option (a) (Supplier Settlement Metering Configuration Solution) | No |  |  | No | [7 empty] | No | N/A | 1 |  | No | N/A
X | ROCK21 - Component - ROCK21 | [13 empty] | Storage (Duration 1h) | [21 empty] | 20 MW installed capacity Battery Storage facility Land To The South Of Rock Farm, Rocks Green, Ludlow, SY8 2DS SO 531 746
1 | RRRF31 | T-4 | Capacity Auction | 2024 | Riverside Resource Recovery Limited |  | RRRF01 | Cory Riverside Holdings Limited | 02074175200 | ben.butler@coryenergy.com | Distribution | Non CMRS | Existing Generating CMU | Waste |  |  | Prequalified | Opt-In |  | 1 |  |  |  |  | 0 |  | 78.1 |  |  | 66.229 |  |  |  | 66.229 | [7 empty] | No | No | Yes | Metering Option (b) (Bespoke Metering Configuration Solution) | No | No |  |  |  | Yes |  | CoP 2 | Yes |  |  | Provided | N/A | 1 |  | Yes | 1
X | RRRF31 - Component - RGEN01 | [13 empty] | Energy from Waste | [21 empty] | Energy from Waste Recovery Facility RRRL-EfW Facility Norman Road North Belvedere Kent DA17 6JY TQ496806
2 | RTGT02 | T-4 | Capacity Auction | 2024 | Uniper Global Commodities SE | Bidding, Obligation Trading, Volume Reallocation | Ratcliffe GT2 | Uniper Holding GmbH | 49211732757440 | UniperUK.PowerTrading@uniper.energy | Transmission | CMRS | Existing Generating CMU | Diesel |  |  | Prequalified | Opt-In |  | 1 |  |  |  |  | 0 |  | 17 |  |  | 16.187 |  |  |  | 16.187 | [7 empty] | No |  |  |  | No | [10 empty] | No | N/A | 1 |  | Yes | 1
X | RTGT02 - Component - T_RATSGT-2 | [13 empty] | Open Cycle Gas Turbine (OCGT) | [21 empty] | Ratcliffe U2 OCGT fuelled on Gas Oil as defined by BS2869 Class A2 Ratcliffe-on-Soar Nottingham NG11 0EE SK503301
1 | RTGT04 | T-4 | Capacity Auction | 2024 | Uniper Global Commodities SE | Bidding, Obligation Trading, Volume Reallocation | Ratcliffe GT4 | Uniper Holding GmbH | 49211732757440 | UniperUK.PowerTrading@uniper.energy | Transmission | CMRS | Existing Generating CMU | Diesel |  |  | Prequalified | Opt-In |  | 1 |  |  |  |  | 0 |  | 17 |  |  | 16.187 |  |  |  | 16.187 | [7 empty] | No |  |  |  | No | [10 empty] | No | N/A | 1 |  | Yes | 1
X | RTGT04 - Component - T_RATSGT-4 | [13 empty] | Open Cycle Gas Turbine (OCGT) | [21 empty] | Ratcliffe U4 auxiliary gas turbine. Note this Generating Unit is fuelled on Gas Oil as specified by BS2869 Class A2 Ratcliffe-on-Soar Nottingham NG11 0EE SK503301
2 | S1_204 | T-4 | Capacity Auction | 2024 | Saltend Cogeneration Company Limited |  | Saltend Unit 1 | SCCL Holdings Limited | 01482895514 | scott.keen@tritonpower.co.uk | Transmission | CMRS | Existing Generating CMU | Gas |  |  | Prequalified | Opt-In |  | 1 |  |  |  |  | 0 |  | 407.667 |  |  | 366.9 |  |  |  | 366.9 | [7 empty] | No |  |  |  | No | [10 empty] | No | N/A | 1 |  | Yes | 1
X | S1_204 - Component - T_SCCL-1 | [13 empty] | Combined Heat and Power (CHP) | [21 empty] | Unit 1 at Saltend Power Station Saltend Power Station Saltend Hull HU12 8GA TA160280
1 | S2_204 | T-4 | Capacity Auction | 2024 | Saltend Cogeneration Company Limited |  | Saltend Unit 2 | SCCL Holdings Limited | 01482895514 | scott.keen@tritonpower.co.uk | Transmission | CMRS | Existing Generating CMU | Gas |  |  | Prequalified | Opt-In |  | 1 |  |  |  |  | 0 |  | 408.5 |  |  | 367.65 |  |  |  | 367.65 | [7 empty] | No |  |  |  | No | [10 empty] | No | N/A | 1 |  | Yes | 1
X | S2_204 - Component - T_SCCL-2 | [13 empty] | Combined Heat and Power (CHP) | [21 empty] | Unit 2 at Saltend Power Station Saltend Power Station Saltend Hull HU12 8GA TA160280
2 | S24G01 | T-4 | Capacity Auction | 2024 | Sembcorp Utilities (UK) Limited |  | Sembcorp Wilton GT1 | SEMBCORP ENERGY UK LIMITED | 01642212665 | commercial@sembcorp.com | Transmission | CMRS | Existing Generating CMU | Gas |  |  | Prequalified | Opt-In |  | 1 |  |  |  |  | 0 |  | 42 |  |  | 37.8 |  |  |  | 37.8 | [7 empty] | No |  |  |  | Yes | [10 empty] | Yes | N/A | 1 |  | Yes | 1
X | S24G01 - Component - T_WILCT-1 | [13 empty] | Combined Heat and Power (CHP) | [21 empty] | (Please note: CMU Metering is embedded behind Grid Connection Site: Wilton 66kV Substation. BM Unit T_WILCT-1). S24G01 is a OCGT in CHP Configuration within the (former ICI) Wilton Site. Sembcorp UK Headquarters, Wilton International, Middlesbrough, TS90 8WS NZ 568 218
1 | S24G02 | T-4 | Capacity Auction | 2024 | Sembcorp Utilities (UK) Limited |  | Sembcorp Wilton GT2 | SEMBCORP ENERGY UK LIMITED | 01642212665 | commercial@sembcorp.com | Transmission | CMRS | Existing Generating CMU | Gas |  |  | Prequalified | Opt-In |  | 1 |  |  |  |  | 0 |  | 41.177 |  |  | 37.059 |  |  |  | 37.06 | [7 empty] | No |  |  |  | Yes | [10 empty] | Provided | N/A | 1 |  | Yes | 1
X | S24G02 - Component - T_WILCT-1 | [13 empty] | Combined Heat and Power (CHP) | [21 empty] | CMU Metering is embedded behind Grid Connection Site: Wilton 66kV Substation. BM Unit T_WILCT-1). S24G02 is a OCGT in CHP Configuration within the (former ICI) Wilton Site. Sembcorp UK Headquarters Wilton International Middlesbrough TS90 8WS United Kingdom NZ 575 209
2 | S24S11 | T-4 | Capacity Auction | 2024 | Sembcorp Utilities (UK) Limited |  | Sembcorp Wilton ST11 | SEMBCORP ENERGY UK LIMITED | 01642212665 | commercial@sembcorp.com | Transmission | CMRS | Existing Generating CMU | Gas |  |  | Prequalified | Opt-In |  | 1 |  |  |  |  | 0 |  | 28.075 |  |  | 25.268 |  |  |  | 25.268 | [7 empty] | No |  |  |  | Yes | [10 empty] | Provided | N/A | 1 |  | Yes | 1
X | S24S11 - Component - T_WILCT-1 | [13 empty] | Combined Heat and Power (CHP) | [21 empty] | (Please note: CMU Metering is embedded behind Grid Connection Site: Wilton 66kV Substation. BM Unit T_WILCT-1). S24S11 is a Steam Turbine in CHP Configuration within the (former ICI) Wilton Site. Sembcorp UK Headquarters, Wilton International, Middlesbrough, TS90 8WS NZ 568 219
1 | S24TP1 | T-4 | Capacity Auction | 2024 | Sembcorp Utilities (UK) Limited |  | Sembcorp Tees CCPP Power Station | SEMBCORP ENERGY UK LIMITED | 01642212665 | commercial@sembcorp.com | Transmission | CMRS | New Build Generating CMU | Gas |  |  | Prequalified | Opt-In |  | 15 |  | Yes |  |  | 0 |  | 542.6 |  |  | 488.34 |  |  |  | 488.34 | [7 empty] | Yes | [14 empty] | Deferred | No | 15
X | S24TP1 - Component - TCCP01 | [13 empty] | Combined Cycle Gas Turbine (CCGT) | [21 empty] | Tees CCPP is a 542.6MW CCGT unit to be installed on designated land within the (former ICI) Wilton Site this will be connected to Greystones 275kV 'A' Substation and Greystones 275kV 'B' Substation. Site of the former Teesside Power Station Greystone Road Grangetown Middlesbrough TS6 8JF NZ 564 203
2 | S3_204 | T-4 | Capacity Auction | 2024 | Saltend Cogeneration Company Limited |  | Saltend Unit 3 | SCCL Holdings Limited | 01482895514 | scott.keen@tritonpower.co.uk | Transmission | CMRS | Existing Generating CMU | Gas |  |  | Prequalified | Opt-In |  | 1 |  |  |  |  | 0 |  | 406 |  |  | 365.4 |  |  |  | 365.4 | [7 empty] | No |  |  |  | No | [10 empty] | No | N/A | 1 |  | Yes | 1
X | S3_204 - Component - T_SCCL-3 | [13 empty] | Combined Heat and Power (CHP) | [21 empty] | Unit 3 at Saltend Power Station Saltend Power Station Saltend Hull HU12 8GA TA160280
1 | SCFM24 | T-4 | Capacity Auction | 2024 | SCHOOL FARM SOLAR PARK LIMITED |  | Churchover | Hive Energy Limited | 01794324343 | Hugh.brennan@hiveenergy.co.uk | Distribution | Non CMRS | New Build Generating CMU | Solar |  |  | Not Prequalified | Opt-In |  | 15 |  |  |  |  | 0 |  | 13.8 |  |  | 0.323 |  |  |  | 0.323 | [7 empty] | Yes | [14 empty] | Deferred
X | SCFM24 - Component - SCFM24 | [13 empty] | Solar Photovoltaic | [21 empty] | A solar park. School Farm Solar Park, Watling Street, Churchover CP, Rugby, Warwickshie LE17 6RB SP 525 812
2 | SCSE21 | T-4 | Capacity Auction | 2024 | CSE21 Limited |  | Sundon20 | Clearstone Energy | 02038686600 | info@clearstoneenergy.com | Transmission | CMRS | New Build Generating CMU | Gas |  |  | Not Prequalified | Opt-In |  | 15 |  | Yes |  |  | 461820 |  | 48.5 |  |  | 46.182 |  |  |  | 47.134 | [7 empty] | Yes | [14 empty] | Deferred
X | SCSE21 - Component - SCSE21 | [13 empty] | Reciprocating engines | [21 empty] | The proposed power plant would consist of a number new highly efficient gas fired generating units plus ancillary equipment. Each genset is based on advanced reciprocating engine technology. M1, Luton, LU5 6HR TL 031 276
1 | SCUN10 | T-4 | Capacity Auction | 2024 | SCUNTHORPE FLEXI LIMITED |  | Scunthorpe Gas B | Low Carbon Flexible Generation Limited | 02074090700 | enquiries@lowcarbon.com | Distribution | Non CMRS | New Build Generating CMU | Gas |  |  | Not Prequalified | Opt-In |  | 15 |  | Yes | Yes |  | 95220 | Yes | 10 |  |  | 9.522 |  |  |  | 9.522 | [7 empty] | Yes | [14 empty] | Deferred
X | SCUN10 - Component - 000001 | [13 empty] | Reciprocating engines | [21 empty] | Multiple gas engines capable of exporting electricity. Land on the south west of Brigg Road, Scunthorpe, North Lincolnshire, DN16 1AP SE 910 099
2 | SCUN11 | T-4 | Capacity Auction | 2024 | SCUNTHORPE FLEXI LIMITED |  | Scunthorpe Gas C | Low Carbon Flexible Generation Limited | 02074090700 | enquiries@lowcarbon.com | Distribution | Non CMRS | New Build Generating CMU | Gas |  |  | Not Prequalified | Opt-In |  | 15 |  | Yes | Yes |  | 95220 | Yes | 10 |  |  | 9.522 |  |  |  | 9.522 | [7 empty] | Yes | [14 empty] | Deferred
X | SCUN11 - Component - 000001 | [13 empty] | Reciprocating engines | [21 empty] | Multiple gas engines capable of exporting electricity. Land on the south west of Brigg Road, Scunthorpe, North Lincolnshire, DN16 1AP SE 910 099
1 | SCUN12 | T-4 | Capacity Auction | 2024 | SCUNTHORPE FLEXI LIMITED |  | Scunthorpe Gas D | Low Carbon Flexible Generation Limited | 02074090700 | enquiries@lowcarbon.com | Distribution | Non CMRS | New Build Generating CMU | Gas |  |  | Not Prequalified | Opt-In |  | 15 |  | Yes | Yes |  | 95220 | Yes | 10 |  |  | 9.522 |  |  |  | 9.522 | [7 empty] | Yes | [14 empty] | Deferred
X | SCUN12 - Component - 000001 | [13 empty] | Reciprocating engines | [21 empty] | Multiple gas engines capable of exporting electricity. Land on the south west of Brigg Road, Scunthorpe, North Lincolnshire, DN16 1AP SE 910 099
2 | SCUNT9 | T-4 | Capacity Auction | 2024 | SCUNTHORPE FLEXI LIMITED |  | Scunthorpe Gas A | Low Carbon Flexible Generation Limited | 02074090700 | enquiries@lowcarbon.com | Distribution | Non CMRS | New Build Generating CMU | Gas |  |  | Not Prequalified | Opt-In |  | 15 |  | Yes | Yes |  | 95220 | Yes | 10 |  |  | 9.522 |  |  |  | 9.522 | [7 empty] | Yes | [14 empty] | Deferred
X | SCUNT9 - Component - 000001 | [13 empty] | Reciprocating engines | [21 empty] | Multiple gas engines capable of exporting electricity. Land on the south west of Brigg Road, Scunthorpe, North Lincolnshire, DN16 1AP SE 910 099
1 | SE2501 | T-4 | Capacity Auction | 2024 | SmartestEnergy Limited |  | SE2501 |  | 07860946003 | Bozhidar-Bozhkov@smartestenergy.com | Distribution | Non CMRS | Unproven DSR CMU | DSR |  |  | Prequalified | Opt-In |  | 1 | Yes |  |  |  | 0 |  | 25.249 |  | 20 | 20 |  |  |  | 20 | [7 empty] | Yes | [14 empty] | Deferred | Yes | 1 |  | No | N/A
X | SE2501 - Component - 250101 | [13 empty] | DSR | [21 empty] | TBC TBC TBC
2 | SE2502 | T-4 | Capacity Auction | 2024 | SmartestEnergy Limited |  | SE2502 |  | 07860946003 | Bozhidar-Bozhkov@smartestenergy.com | Distribution | Non CMRS | Unproven DSR CMU | DSR |  |  | Prequalified | Opt-In |  | 1 | Yes |  |  |  | 0 |  | 18.937 |  | 15 | 15 |  |  |  | 15 | [7 empty] | Yes | [14 empty] | Deferred | Yes | 1 |  | No | N/A
X | SE2502 - Component - 250201 | [13 empty] | DSR | [21 empty] | TBC TBC TBC
1 | SE2503 | T-4 | Capacity Auction | 2024 | SmartestEnergy Limited |  | SE2503 |  | 07860946003 | Bozhidar-Bozhkov@smartestenergy.com | Distribution | Non CMRS | Unproven DSR CMU | DSR |  |  | Prequalified | Opt-In |  | 1 | Yes |  |  |  | 0 |  | 15.15 |  | 12 | 12 |  |  |  | 12 | [7 empty] | Yes | [14 empty] | Deferred | Yes | 1 |  | No | N/A
X | SE2503 - Component - 250301 | [13 empty] | DSR | [21 empty] | TBC TBC TBC
2 | SE2504 | T-4 | Capacity Auction | 2024 | SmartestEnergy Limited |  | SE2504 |  | 07860946003 | Bozhidar-Bozhkov@smartestenergy.com | Distribution | Non CMRS | Unproven DSR CMU | DSR |  |  | Prequalified | Opt-In |  | 1 | Yes |  |  |  | 0 |  | 12.625 |  | 10 | 10 |  |  |  | 10 | [7 empty] | Yes | [14 empty] | Deferred | Yes | 1 |  | No | N/A
X | SE2504 - Component - 250401 | [13 empty] | DSR | [21 empty] | TBC TBC TBC
1 | SE2505 | T-4 | Capacity Auction | 2024 | SmartestEnergy Limited |  | SE2505 |  | 07860946003 | Bozhidar-Bozhkov@smartestenergy.com | Distribution | Non CMRS | Unproven DSR CMU | DSR |  |  | Prequalified | Opt-In |  | 1 | Yes |  |  |  | 40000 |  | 10.1 |  | 8 | 8 |  |  |  | 8 | [7 empty] | Yes | [14 empty] | Deferred | Yes | 1 |  | Yes | 1
X | SE2505 - Component - 250501 | [13 empty] | DSR | [21 empty] | TBC TBC TBC
2 | SE2506 | T-4 | Capacity Auction | 2024 | SmartestEnergy Limited |  | SE2506 |  | 07860946003 | Bozhidar-Bozhkov@smartestenergy.com | Distribution | Non CMRS | Unproven DSR CMU | DSR |  |  | Prequalified | Opt-In |  | 1 | Yes |  |  |  | 0 |  | 7.575 |  | 6 | 6 |  |  |  | 6 | [7 empty] | Yes | [14 empty] | Deferred | Yes | 1 |  | No | N/A
X | SE2506 - Component - 250601 | [13 empty] | DSR | [21 empty] | TBC TBC TBC
1 | SE2507 | T-4 | Capacity Auction | 2024 | SmartestEnergy Limited |  | SE2507 |  | 07860946003 | Bozhidar-Bozhkov@smartestenergy.com | Distribution | Non CMRS | Unproven DSR CMU | DSR |  |  | Prequalified | Opt-In |  | 1 | Yes |  |  |  | 0 |  | 6.312 |  | 5 | 5 |  |  |  | 5 | [7 empty] | Yes | [14 empty] | Deferred | Yes | 1 |  | No | N/A
X | SE2507 - Component - 250701 | [13 empty] | DSR | [21 empty] | TBC TBC TBC
2 | SE2508 | T-4 | Capacity Auction | 2024 | SmartestEnergy Limited |  | SE2508 |  | 07860946003 | Bozhidar-Bozhkov@smartestenergy.com | Distribution | Non CMRS | Unproven DSR CMU | DSR |  |  | Prequalified | Opt-In |  | 1 | Yes |  |  |  | 0 |  | 6.312 |  | 5 | 5 |  |  |  | 5 | [7 empty] | Yes | [14 empty] | Deferred | Yes | 1 |  | No | N/A
X | SE2508 - Component - 250801 | [13 empty] | DSR | [21 empty] | TBC TBC TBC
1 | SE2509 | T-4 | Capacity Auction | 2024 | SmartestEnergy Limited |  | SE2509 |  | 07860946003 | Bozhidar-Bozhkov@smartestenergy.com | Distribution | Non CMRS | Unproven DSR CMU | DSR |  |  | Prequalified | Opt-In |  | 1 | Yes |  |  |  | 0 |  | 6.312 |  | 5 | 5 |  |  |  | 5 | [7 empty] | Yes | [14 empty] | Deferred | Yes | 1 |  | No | N/A
X | SE2509 - Component - 250901 | [13 empty] | DSR | [21 empty] | TBC TBC TBC
2 | SE2510 | T-4 | Capacity Auction | 2024 | SmartestEnergy Limited |  | SE2510 |  | 07860946003 | Bozhidar-Bozhkov@smartestenergy.com | Distribution | Non CMRS | Unproven DSR CMU | DSR |  |  | Prequalified | Opt-In |  | 1 | Yes |  |  |  | 0 |  | 5.05 |  | 4 | 4 |  |  |  | 4 | [7 empty] | Yes | [14 empty] | Deferred | Yes | 1 |  | No | N/A
X | SE2510 - Component - 251001 | [13 empty] | DSR | [21 empty] | TBC TBC TBC
1 | SE2511 | T-4 | Capacity Auction | 2024 | SmartestEnergy Limited |  | SE2511 |  | 07860946003 | Bozhidar-Bozhkov@smartestenergy.com | Distribution | Non CMRS | Unproven DSR CMU | DSR |  |  | Prequalified | Opt-In |  | 1 | Yes |  |  |  | 20000 |  | 5.05 |  | 4 | 4 |  |  |  | 4 | [7 empty] | Yes | [14 empty] | Deferred | Yes | 1 |  | Yes | 1
X | SE2511 - Component - 251101 | [13 empty] | DSR | [21 empty] | TBC TBC TBC
2 | SE2512 | T-4 | Capacity Auction | 2024 | SmartestEnergy Limited |  | SE2512 |  | 07860946003 | Bozhidar-Bozhkov@smartestenergy.com | Distribution | Non CMRS | Unproven DSR CMU | DSR |  |  | Prequalified | Opt-In |  | 1 | Yes |  |  |  | 15000 |  | 3.787 |  | 3 | 3 |  |  |  | 3 | [7 empty] | Yes | [14 empty] | Deferred | Yes | 1 |  | Yes | 1
X | SE2512 - Component - 251201 | [13 empty] | DSR | [21 empty] | TBC TBC TBC
1 | SE2513 | T-4 | Capacity Auction | 2024 | SmartestEnergy Limited |  | SE2513 |  | 07860946003 | Bozhidar-Bozhkov@smartestenergy.com | Distribution | Non CMRS | Unproven DSR CMU | DSR |  |  | Prequalified | Opt-In |  | 1 | Yes |  |  |  | 0 |  | 3.787 |  | 3 | 3 |  |  |  | 3 | [7 empty] | Yes | [14 empty] | Deferred | Yes | 1 |  | No | N/A
X | SE2513 - Component - 251301 | [13 empty] | DSR | [21 empty] | TBC TBC TBC
2 | SEA1_2 | T-4 | Capacity Auction | 2024 | Seabank Power Limited |  | Seabank 1 and 2 |  | 01179387800 | administration@seabank.co.uk | Transmission | CMRS | Existing Generating CMU | Gas |  |  | Prequalified | Opt-In |  | 1 |  |  |  |  | 0 |  | 1258 |  |  | 1132.2 |  |  |  | 1132.2 | [7 empty] | No |  |  | Metering Option (a) (Supplier Settlement Metering Configuration Solution) | No | [10 empty] | No | N/A | 1 |  | Yes | 1
X | SEA1_2 - Component - T_SEAB-1 | [13 empty] | Combined Cycle Gas Turbine (CCGT) | [21 empty] | Multi Shaft CCGT (Module 1) Seabank Power Limited Severn Road, Hallen Bristol BS10 7SP ST 534826
X | SEA1_2 - Component - T_SEAB-2 | [13 empty] | Combined Cycle Gas Turbine (CCGT) | [21 empty] | Single Shaft CCGT (Module 2) Seabank Power Limited Severn Road, Hallen, Bristol BS10 7SP ST 534826
1 | SEL071 | T-4 | Capacity Auction | 2024 | Saltholme South Power Limited |  | Saltholme South Power Limited | Stat-Flex Limited | 02071860586 | lelder@stateraenergy.co.uk | Distribution | Non CMRS | New Build Generating CMU | Gas |  |  | Prequalified | Opt-In |  | 1 |  | Yes |  |  | 476000 |  | 49.99 |  |  | 47.6 |  |  |  | 47.6 | [7 empty] | Yes | [14 empty] | Deferred | Yes | 1 |  | Yes | 1
X | SEL071 - Component - SEL071 | [13 empty] | Reciprocating engines | [21 empty] | Gas peaking reciprocating engine Land on the east side of Cowpen Bewley Road, Billingham, TS23 4ED NZ488237
2 | SEL072 | T-4 | Capacity Auction | 2024 | Nazeing East Power Limited |  | Nazeing East Power Limited | Statera Energy Limited | 02071860586 | lelder@stateraenergy.co.uk | Distribution | Non CMRS | New Build Generating CMU | Gas |  |  | Not Prequalified | Opt-In |  | 15 |  |  |  |  | 0 |  | 49.99 |  |  | 47.6 |  |  |  | 47.6 | [7 empty] | Yes | [14 empty] | Deferred
X | SEL072 - Component - SEL072 | [13 empty] | Reciprocating engines | [21 empty] | Gas reciprocating engines Land to the South of Clay Hill off Hamlet Hill, CM19 5JR TL 399 074
1 | SEL073 | T-4 | Capacity Auction | 2024 | Nazeing West Power Limited |  | Nazeing West Power Limited | Statera Energy Limited | 02071860586 | lelder@stateraenergy.co.uk | Distribution | Non CMRS | New Build Generating CMU | Gas |  |  | Not Prequalified | Opt-In |  | 15 |  |  |  |  | 0 |  | 49.99 |  |  | 47.6 |  |  |  | 47.6 | [7 empty] | Yes | [14 empty] | Deferred
X | SEL073 - Component - SEL073 | [13 empty] | Reciprocating engines | [21 empty] | Gas reciprocating engines Land to the South of Clay Hill off Hamlet Hill CM19 5JR TL 398 074
2 | SEL074 | T-4 | Capacity Auction | 2024 | Maidenhead East Power Limited |  | Maidenhead East Power Limited | Statera Energy Limited | 02071860586 | lelder@stateraenergy.co.uk | Distribution | Non CMRS | New Build Generating CMU | Gas |  |  | Not Prequalified | Opt-In |  | 15 |  |  |  |  | 0 |  | 49.99 |  |  | 47.6 |  |  |  | 47.6 | [7 empty] | Yes | [14 empty] | Deferred
X | SEL074 - Component - SEL074 | [13 empty] | Reciprocating engines | [21 empty] | Gas reciprocating engines Land adjacent to the M4, Howe Lane, Maidenhead, SL6 3JL SU 857 758
1 | SEL075 | T-4 | Capacity Auction | 2024 | Maidenhead West Power Limited |  | Maidenhead West Power Limited | Statera Energy Limited | 02071860586 | lelder@stateraenergy.co.uk | Distribution | Non CMRS | New Build Generating CMU | Gas |  |  | Not Prequalified | Opt-In |  | 15 |  |  |  |  | 0 |  | 49.99 |  |  | 47.6 |  |  |  | 47.6 | [7 empty] | Yes | [14 empty] | Deferred
X | SEL075 - Component - SEL075 | [13 empty] | Reciprocating engines | [21 empty] | Gas reciprocating engines Land adjacent to the M4, Howe Lane, Maidenhead, SL6 3JL SU 857 758
2 | SEL076 | T-4 | Capacity Auction | 2024 | Rugeley West Power Limited |  | Rugeley West Power Limited 033 | Statera Energy Limited | 02071860586 | lelder@stateraenergy.co.uk | Distribution | Non CMRS | New Build Generating CMU | Gas |  |  | Not Prequalified | Opt-In |  | 15 |  |  |  |  | 0 |  | 49.99 |  |  | 47.6 |  |  |  | 47.6 | [7 empty] | Yes | [14 empty] | Deferred
X | SEL076 - Component - SEL076 | [13 empty] | Reciprocating engines | [21 empty] | Gas peaking reciprocating engine Land north of the railway Line, Bellamour Lane, Wolsey Bridge WS15 3JS SK035207
1 | SEL077 | T-4 | Capacity Auction | 2024 | Rugeley East Power Limited |  | Rugeley East Power Limited 034 | Statera Energy Limited | 02071860586 | lelder@stateraenergy.co.uk | Distribution | Non CMRS | New Build Generating CMU | Gas |  |  | Not Prequalified | Opt-In |  | 15 |  |  |  |  | 0 |  | 49.99 |  |  | 47.6 |  |  |  | 47.6 | [7 empty] | Yes | [14 empty] | Deferred
X | SEL077 - Component - SEL077 | [13 empty] | Reciprocating engines | [21 empty] | Gas peaking reciprocating engine Land north of the railway Line, Bellamour Lane, Wolsey Bridge WS15 3JS SK036206
2 | SEL078 | T-4 | Capacity Auction | 2024 | Ravensworth Power Limited |  | Ravensworth Power 040 | Statera Energy Limited | 02071860586 | lelder@stateraenergy.co.uk | Distribution | Non CMRS | New Build Generating CMU | Gas |  |  | Prequalified | Opt-In |  | 15 |  | Yes | Yes |  | 0 |  | 49.99 |  |  | 47.6 |  |  |  | 47.6 | [7 empty] | Yes | [14 empty] | Deferred | Yes | 15 |  | No | N/A
X | SEL078 - Component - SEL078 | [13 empty] | Reciprocating engines | [21 empty] | Gas peaking reciprocating engine LONG ACRE FARM, BIRTLEY, CHESTER LE STREET, DH3 1RQ. (Nearest postcode to grid reference: NE9 7UA). NZ 261 571
1 | SEL079 | T-4 | Capacity Auction | 2024 | Dollymans Power Limited |  | Dollymans Power 039 | Statera Energy Limited | 02071860586 | lelder@stateraenergy.co.uk | Distribution | Non CMRS | New Build Generating CMU | Gas |  |  | Prequalified | Opt-In |  | 15 |  | Yes | Yes |  | 0 |  | 49.99 |  |  | 47.6 |  |  |  | 47.6 | [7 empty] | Yes | [14 empty] | Deferred | Yes | 15 |  | No | N/A
X | SEL079 - Component - SEL079 | [13 empty] | Reciprocating engines | [21 empty] | Gas Peaking Reciprocating Engine LAND AT, DOLLYMANS FARM DOUBLEGATE LANE, RAWRETH, WICKFORD, SS11 8UB. (Nearest postcode to grid reference: SS11 8UA). TQ 778 918
2 | SEL080 | T-4 | Capacity Auction | 2024 | Melksham East Storage Limited |  | Melksham East Storage |  |  |  | Distribution | Non CMRS | New Build Generating CMU | Storage - Battery |  | Yes | Prequalified | Opt-In |  | 15 |  | Yes | Yes |  | 0 |  | 49.99 |  |  | 24.305 |  |  |  | 24.305 | [7 empty] | Yes | [14 empty] | Deferred | Yes | 15 |  | No | N/A
X | SEL080 - Component - SEL080 | [13 empty] | Storage (Duration 2h) | [21 empty] | Battery Storage Plant WHITLEY GOLF COURSE CORSHAM ROAD, SHAW, MELKSHAM SN12 8EQ. (Nearest postcode to grid reference: SN12 8EH). ST 892 659
1 | SEL081 | T-4 | Capacity Auction | 2024 | Melksham West Storage Limited |  | Melksham West Storage |  |  |  | Distribution | Non CMRS | New Build Generating CMU | Storage - Battery |  | Yes | Prequalified | Opt-In |  | 15 |  | Yes | Yes |  | 0 |  | 49.99 |  |  | 24.305 |  |  |  | 24.305 | [7 empty] | Yes | [14 empty] | Deferred | Yes | 15 |  | No | N/A
X | SEL081 - Component - SEL081 | [13 empty] | Storage (Duration 2h) | [21 empty] | Battery Storage Plant WHITLEY GOLF COURSE CORSHAM ROAD, SHAW, MELKSHAM SN12 8EQ. (Nearest postcode to grid reference: SN12 8EH). ST 892 659
2 | SEL082 | T-4 | Capacity Auction | 2024 | Minety North Storage Limited |  | Minety North Storage | Statera Energy Limited | 02071860586 | lelder@stateraenergy.co.uk | Distribution | Non CMRS | New Build Generating CMU | Storage - Battery |  | Yes | Prequalified | Opt-In |  | 15 |  | Yes | Yes |  | 0 |  | 49.99 |  |  | 24.305 |  |  |  | 24.305 | [7 empty] | Yes | [14 empty] | Deferred | Yes | 15 |  | No | N/A
X | SEL082 - Component - SEL082 | [13 empty] | Storage (Duration 2h) | [21 empty] | Battery Storage Plant 1, THE OLD BARN PURLIEUS, MINETY, MALMESBURY SN16 9RP (Nearest postcode to grid reference: SN16 9DX). ST 998 900
1 | SEL083 | T-4 | Capacity Auction | 2024 | Enderby Storage Limited |  | Enderby Storage 042 |  |  |  | Distribution | Non CMRS | New Build Generating CMU | Storage - Battery |  | Yes | Prequalified | Opt-In |  | 15 |  | Yes | Yes |  | 0 |  | 49.99 |  |  | 24.305 |  |  |  | 24.305 | [7 empty] | Yes | [14 empty] | Deferred | Yes | 15 |  | No | N/A
X | SEL083 - Component - SEL083 | [13 empty] | Storage (Duration 2h) | [21 empty] | Battery Storage Plant LAND ON THE NORTH SIDE OF DESFORD ROAD, ENDERBY, LEICESTER, LE19 3LR SK 527 004
2 | SEL084 | T-4 | Capacity Auction | 2024 | Grendon Storage Limited |  | Grendon Storage 043 |  |  |  | Distribution | Non CMRS | New Build Generating CMU | Storage - Battery |  | Yes | Prequalified | Opt-In |  | 15 |  | Yes | Yes |  | 0 |  | 49.99 |  |  | 24.305 |  |  |  | 24.305 | [7 empty] | Yes | [14 empty] | Deferred | Yes | 15 |  | No | N/A
X | SEL084 - Component - SEL084 | [13 empty] | Storage (Duration 2h) | [21 empty] | Battery Storage Plant LAND ON THE WEST SIDE OF MAIN ROAD, GRENDON, NORTHAMPTON, NN7 1JW. (Nearest postcode to grid reference: NN7 1JB). SP 874 611
1 | SEL085 | T-4 | Capacity Auction | 2024 | Penwortham Storage Limited |  | Penwortham Storage 044 |  |  |  | Distribution | Non CMRS | New Build Generating CMU | Storage - Battery |  | Yes | Prequalified | Opt-In |  | 15 |  | Yes | Yes |  | 0 |  | 49.99 |  |  | 24.305 |  |  |  | 24.305 | [7 empty] | Yes | [14 empty] | Deferred | Yes | 15 |  | No | N/A
X | SEL085 - Component - SEL085 | [13 empty] | Storage (Duration 2h) | [21 empty] | Battery Storage Plant HOWICK HALL FARM HOWICK CROSS LANE, PENWORTHAM, PRESTON, PR1 0NS SD 500 282
2 | SEL086 | T-4 | Capacity Auction | 2024 | West Didsbury Storage Limited |  | West Didsbury Storage |  |  |  | Distribution | Non CMRS | New Build Generating CMU | Storage - Battery |  | Yes | Prequalified | Opt-In |  | 15 |  | Yes | Yes |  | 0 |  | 49.99 |  |  | 24.305 |  |  |  | 24.305 | [7 empty] | Yes | [14 empty] | Deferred | Yes | 15 |  | No | N/A
X | SEL086 - Component - SEL086 | [13 empty] | Storage (Duration 2h) | [21 empty] | Battery Storage Plant LAND ON THE SOUTH SIDE OF FAIRY LANE, SALE, M33 2JU. (Nearest postcode to grid reference: M33 2JT). SJ 815 914
1 | SEL087 | T-4 | Capacity Auction | 2024 | Dollymans Storage Limited |  | Dollymans Storage | Statera Energy Limited | 02071860586 | lelder@stateraenergy.co.uk | Distribution | Non CMRS | New Build Generating CMU | Storage - Battery |  | Yes | Prequalified | Opt-In |  | 15 |  | Yes | Yes |  | 0 |  | 49.99 |  |  | 33.083 |  |  |  | 33.083 | [7 empty] | Yes | [14 empty] | Deferred | Yes | 15 |  | No | N/A
X | SEL087 - Component - SEL087 | [13 empty] | Storage (Duration 3h) | [21 empty] | Battery Storage Plant LAND AT DOLLYMANS FARM DOUBLEGATE LANE, RAWRETH, WICKFORD, SS11 8UB (Nearest Postcode: SS11 8UA). TQ 778 918
2 | SEL088 | T-4 | Capacity Auction | 2024 | Abham Storage Limited |  | Abham Storage | Statera Energy Limited | 02071860586 | lelder@stateraenergy.co.uk | Distribution | Non CMRS | New Build Generating CMU | Storage - Battery |  | Yes | Prequalified | Opt-In |  | 15 |  | Yes | Yes |  | 0 |  | 49.99 |  |  | 47.311 |  |  |  | 47.311 | [7 empty] | Yes | [14 empty] | Deferred | Yes | 15 |  | No | N/A
X | SEL088 - Component - SEL088 | [13 empty] | Storage (Duration 5h) | [21 empty] | Battery Storage Plant LAND AND BUILDINGS AT, RIVERFORD FARM WELL BARN AND CADDAFORD, STAVERTON, TOTNES, TQ9 6AF. (Nearest postcode to grid reference: TQ11 0LA). SX 774 648
1 | SHAP01 | T-4 | Capacity Auction | 2024 | Forsa Energy (Beryl Street) Holdings Limited |  | Shapfell1 | Forsa Energy Cm Holdings Limited | 02079522244 | jpoley@forsaenergy.com | Distribution | Non CMRS | New Build Generating CMU | Gas |  |  | Not Prequalified | Opt-In |  | 15 |  |  |  |  | 0 |  | 22.5 |  |  | 21.425 |  |  |  | 21.425 | [7 empty] | Yes | [14 empty] | Deferred
X | SHAP01 - Component - SHAP01 | [13 empty] | Reciprocating engines | [21 empty] | A new build, gas fuelled generation station. Stone Circle, A6, Shap, Cumbria, CA10 3PZ NY 570 135
2 | SHAP02 | T-4 | Capacity Auction | 2024 | Forsa Energy (Beryl Street) Holdings Limited |  | Shapell2 | Forsa Energy Cm Holdings Limited | 02079522244 | jpoley@forsaenergy.com | Distribution | Non CMRS | New Build Generating CMU | Gas |  |  | Not Prequalified | Opt-In |  | 15 |  |  |  |  | 0 |  | 22.5 |  |  | 21.425 |  |  |  | 21.425 | [7 empty] | Yes | [14 empty] | Deferred
X | SHAP02 - Component - SHAP02 | [13 empty] | Reciprocating engines | [21 empty] | A new build, gas fuelled generation station. Stone Circle, A6, Shap, Cumbria, CA10 3PZ NY 570 134
1 | SHW009 | T-4 | Capacity Auction | 2024 | Shaw-Energi Ltd |  | Hawthorne Road |  | 01925220338 | laurenh@shaw-energi.co.uk | Distribution | CMRS | New Build Generating CMU | Storage - Battery |  | Yes | Not Prequalified | Opt-In |  | 15 |  | Yes |  |  | 49540 |  | 20 |  |  | 4.954 |  |  |  | 4.954 | [7 empty] | Yes | [14 empty] | Deferred
X | SHW009 - Component - SHW009 | [13 empty] | Storage (Duration 1h) | [21 empty] | The CMU comprises Lithium Ion batteries housed in ISO containers with additional containers used to house the converters. Hawthorne Road, Bootle, Merseyside, L20 5AG. SJ 345 962
2 | SHW010 | T-4 | Capacity Auction | 2024 | Shaw-Energi Ltd |  | Carnegie Road Phase II |  | 01925220338 | laurenh@shaw-energi.co.uk | Transmission | CMRS | New Build Generating CMU | Storage - Battery |  | Yes | Not Prequalified | Opt-In |  | 15 |  | Yes |  |  | 123850 |  | 50 |  |  | 12.385 |  |  |  | 12.385 | [7 empty] | Yes | [14 empty] | Deferred
X | SHW010 - Component - SHW010 | [13 empty] | Storage (Duration 1h) | [21 empty] | The CMU comprises Lithium Ion batteries housed in ISO containers with additional containers used to house the converters. Carnegie Road, Liverpool L13 7HY SJ 384 917
1 | SHW011 | T-4 | Capacity Auction | 2024 | Shaw-Energi Ltd |  | Gateway Crescent |  | 01925220338 | laurenh@shaw-energi.co.uk | Distribution | CMRS | New Build Generating CMU | Storage - Battery |  | Yes | Prequalified | Opt-In |  | 15 |  | Yes |  |  | 49540 |  | 20 |  |  | 4.954 |  |  |  | 4.954 | [7 empty] | Yes | [14 empty] | Deferred | Yes | 15 |  | Yes | 15
X | SHW011 - Component - SHW011 | [13 empty] | Storage (Duration 1h) | [21 empty] | The CMU comprises of Lithium Ion batteries (1-hour duration) to be installed within an existing warehouse. The batteries will be installed in standard CATL modules with an internal racked system (NOT containerised). The MV transformers and Power Conversion Systems (Inverters) will be installed in ISO containers positioned outside the warehouse in the yard area. Unit 12, Gateway Crescent, Oldham, Lancashire, OL9 9XB. SD 891 038
2 | SKEE01 | T-4 | Capacity Auction | 2024 | Forsa Energy (Erskine) Holdings Limited |  | Skeeby | Forsa Energy Cm Holdings Limited | 02079522244 | jpoley@forsaenergy.com | Distribution | Non CMRS | New Build Generating CMU | Gas |  |  | Not Prequalified | Opt-In |  | 15 |  | Yes | Yes |  | 214250 | Yes | 22.5 |  |  | 21.425 |  |  |  | 21.425 | [7 empty] | Yes | [14 empty] | Deferred
X | SKEE01 - Component - SKEE01 | [13 empty] | Reciprocating engines | [21 empty] | A new build, gas fuelled generation station. Low Wathcote Farm, A6108, Easby, Richmondshire, North Yorkshire, DL10 5DP NZ 194 020
1 | SKWF01 | T-4 | Capacity Auction | 2024 | SANDY KNOWE WIND FARM LIMITED |  | Sandy Knowe | Erg UK Holding Ltd | 003901024011 | trading@erg.eu | Transmission | CMRS | New Build Generating CMU | Onshore Wind |  |  | Prequalified | Opt-In |  | 15 |  | Yes |  |  | 62400 |  | 79.9 |  |  | 6.24 |  |  |  | 6.373 | [7 empty] | Yes | [14 empty] | Deferred | Yes | 15 |  | Yes | 15
X | SKWF01 - Component - SKWF01 | [13 empty] | Onshore Wind | [21 empty] | 24 wind turbines new built with expected capacity installed of 81.6 MW The site is located approximately 1,5km south west of Kirkonnel and Kelloholm - Dumfries & Galloway, Scotland - UK The nearest available postcode to the site is: DG4 6NX Coordinates UTM30 WGS84 (site entrance) E: 432609.74 m N:6138555.54 m NS 697 105
2 | SLBPL1 | T-4 | Capacity Auction | 2024 | SOUTH LANARKSHIRE BIO POWER LIMITED |  | South Lanarkshire Bio Power Limited |  | 01782384898 | info@cogenuk.com | Distribution | Non CMRS | New Build Generating CMU | Waste |  |  | Not Prequalified | Opt-In |  | 15 |  | Yes | Yes |  | 245920 | Yes | 29 |  |  | 24.592 |  |  |  | 24.592 | [7 empty] | Yes | [14 empty] | Deferred
X | SLBPL1 - Component - SLBPL1 | [13 empty] | Energy from Waste | [21 empty] | Energy from Waste facility South Lanarkshire Bio Power, Dovesdale Farm, Carlisle Road, Stonehouse, ML9 3PR NS 772 457
1 | SLO124 | T-4 | Capacity Auction | 2024 | SSE Generation Limited |  | Sloy 1 | SSE plc | 01738453407 | CMSecondaryTrading@sse.com | Distribution | CMRS | Existing Generating CMU | Hydro |  |  | Prequalified | Opt-In |  | 1 |  |  |  |  | 0 |  | 40 |  |  | 36.396 |  |  |  | 36.396 | [7 empty] | No | No | Yes |  | No | [10 empty] | No | N/A | 1 |  | Yes | 1
X | SLO124 - Component - M_SLOY-1 | [13 empty] | Hydro | [21 empty] | 1 x hydro turbine & synchronous generator Sloy Power Station, Arrochar, G83 7DP NN 321 098
2 | SLO224 | T-4 | Capacity Auction | 2024 | SSE Generation Limited |  | Sloy 2 | SSE plc | 01738453407 | CMSecondaryTrading@sse.com | Transmission | CMRS | Existing Generating CMU | Hydro |  |  | Prequalified | Opt-In |  | 1 |  |  |  |  | 0 |  | 40.936 |  |  | 37.248 |  |  |  | 37.248 | [7 empty] | No |  |  |  | No | [10 empty] | No | N/A | 1 |  | Yes | 1
X | SLO224 - Component - T_SLOY-2 | [13 empty] | Hydro | [21 empty] | Genset 2 Sloy Power Station, Arrochar, G83 7DP NN 321 098
1 | SLO324 | T-4 | Capacity Auction | 2024 | SSE Generation Limited |  | Sloy 3 | SSE plc | 01738453407 | CMSecondaryTrading@sse.com | Transmission | CMRS | Existing Generating CMU | Hydro |  |  | Prequalified | Opt-In |  | 1 |  |  |  |  | 0 |  | 40 |  |  | 36.396 |  |  |  | 36.396 | [7 empty] | No |  |  |  | No | [10 empty] | No | N/A | 1 |  | Yes | 1
X | SLO324 - Component - T_SLOY-3 | [13 empty] | Hydro | [21 empty] | Genset 3 Sloy Power Station, Arrochar, G83 7DP NN 321 098
2 | SLO424 | T-4 | Capacity Auction | 2024 | SSE Generation Limited |  | Sloy 4 | SSE plc | 01738453407 | CMSecondaryTrading@sse.com | Distribution | CMRS | Existing Generating CMU | Hydro |  |  | Prequalified | Opt-In |  | 1 |  |  |  |  | 0 |  | 32.5 |  |  | 29.572 |  |  |  | 29.572 | [7 empty] | No | No | Yes |  | No | [10 empty] | No | N/A | 1 |  | Yes | 1
X | SLO424 - Component - M_SLOY-4 | [13 empty] | Hydro | [21 empty] | 1 x hydro turbine & synchronous generator Sloy Power Station, Arrochar, G83 7DP NN 321 098
1 | SMFL24 | T-4 | Capacity Auction | 2024 | SSE Generation Limited |  | Slough Multifuel | SSE plc | 01738453407 | CMSecondaryTrading@sse.com | Distribution | Non CMRS | New Build Generating CMU | Waste |  |  | Prequalified | Opt-In |  | 15 |  | Yes | Yes |  | 424000 |  | 50 |  |  | 42.4 |  |  |  | 42.4 | [7 empty] | Yes | [14 empty] | Deferred | Yes | 15 |  | Yes | 15
X | SMFL24 - Component - SLHMFL | [13 empty] | Energy from Waste | [21 empty] | Twin boiler, single steam turbine energy from waste plant exporting at 33kV 342 Edinburgh Avenue, Slough, SL1 4TU SU 953 814
2 | SOUG24 | T-4 | Capacity Auction | 2024 | SOUGH POWER LTD |  | Sough Road | Balance Power Projects Limited | 01519580431 | enquiries@balancepower.co.uk | Distribution | Non CMRS | New Build Generating CMU | Gas |  |  | Not Prequalified | Opt-In |  | 15 |  | Yes | Yes |  | 66650 | Yes | 7 |  |  | 6.665 |  |  |  | 6.665 | [7 empty] | Yes | [14 empty] | Deferred
X | SOUG24 - Component - SOUG24 | [13 empty] | Reciprocating engines | [21 empty] | A gas fuelled electrical power generating unit comprising multiple reciprocating engines Land at Sough Road, Darwen, BB3 2TS SD 699 214
1 | SPBA20 | T-4 | Capacity Auction | 2024 | Spalding Energy Park Limited |  | Spalding Energy Park Limited | INTERGEN PROJECTS (UK) LIMITED | 01316246767 | emc@intergen.com | Transmission | CMRS | New Build Generating CMU | Storage - Battery |  | Yes | Not Prequalified | Opt-In |  | 15 |  | Yes |  |  | 121550 |  | 25 |  |  | 12.155 |  |  |  | 12.155 | [7 empty] | Yes | [14 empty] | Deferred
X | SPBA20 - Component - SPBAT1 | [13 empty] | Storage (Duration 2h) | [21 empty] | A new battery storage system comprising batteries, containers, inverters, control systems and associated balance of plant. This will be constructed on brownfield land in Spalding, Lincolnshire. Metering of output is Net of auxiliary load. West Marsh Road Spalding Lincolnshire PE11 3BB TF 258 247
2 | SPBB20 | T-4 | Capacity Auction | 2024 | Spalding Energy Park Limited |  | Spalding Energy Park Limited | INTERGEN PROJECTS (UK) LIMITED | 01316246767 | emc@intergen.com | Transmission | CMRS | New Build Generating CMU | Storage - Battery |  | Yes | Not Prequalified | Opt-In |  | 15 |  | Yes |  |  | 243100 |  | 50 |  |  | 24.31 |  |  |  | 24.31 | [7 empty] | Yes | [14 empty] | Deferred
X | SPBB20 - Component - SPBAT2 | [13 empty] | Storage (Duration 2h) | [21 empty] | A new battery storage system comprising batteries, containers, inverters, control systems and associated balance of plant. This will be constructed on brownfield land in Spalding, Lincolnshire. Metering of output is Net of auxiliary load. West Marsh Road Spalding Lincolnshire PE11 3BB TF 258 247
1 | SPBC20 | T-4 | Capacity Auction | 2024 | Spalding Energy Park Limited |  | Spalding Energy Park Limited | INTERGEN PROJECTS (UK) LIMITED | 01316246767 | emc@intergen.com | Transmission | CMRS | New Build Generating CMU | Storage - Battery |  | Yes | Not Prequalified | Opt-In |  | 15 |  | Yes |  |  | 243100 |  | 50 |  |  | 24.31 |  |  |  | 24.31 | [7 empty] | Yes | [14 empty] | Deferred
X | SPBC20 - Component - SPBAT3 | [13 empty] | Storage (Duration 2h) | [21 empty] | A new battery storage system comprising batteries, containers, inverters, control systems and associated balance of plant. This will be constructed on brownfield land in Spalding, Lincolnshire. Metering of output is Net of auxiliary load. West Marsh Road Spalding Lincolnshire PE11 3BB TF 258 247
2 | SPBD20 | T-4 | Capacity Auction | 2024 | Spalding Energy Park Limited |  | Spalding Energy Park Limited | INTERGEN PROJECTS (UK) LIMITED | 01316246767 | emc@intergen.com | Transmission | CMRS | New Build Generating CMU | Storage - Battery |  | Yes | Not Prequalified | Opt-In |  | 15 |  | Yes |  |  | 243100 |  | 50 |  |  | 24.31 |  |  |  | 24.31 | [7 empty] | Yes | [14 empty] | Deferred
X | SPBD20 - Component - SPBAT4 | [13 empty] | Storage (Duration 2h) | [21 empty] | A new battery storage system comprising batteries, containers, inverters, control systems and associated balance of plant. This will be constructed on brownfield land in Spalding, Lincolnshire. Metering of output is Net of auxiliary load. West Marsh Road Spalding Lincolnshire PE11 3BB TF 258 247
1 | SPWR57 | T-4 | Capacity Auction | 2024 | Abercorn Generation Limited |  | Abercorn Road | Forsa Energy Cm Holdings Limited | 02079522244 | jpoley@forsaenergy.com | Distribution | Non CMRS | New Build Generating CMU | Gas |  |  | Prequalified | Opt-In |  | 15 |  | Yes | Yes |  | 190440 |  | 20 |  |  | 19.044 |  |  |  | 19.044 | [7 empty] | Yes | [14 empty] | Deferred | Yes | 15 |  | Yes | 15
X | SPWR57 - Component - SPWR57 | [13 empty] | Reciprocating engines | [21 empty] | A new build, gas fuelled generation station. Abercorn Street, Paisley, PA3 4DF NS 485 653
2 | SRHA03 | T-4 | Capacity Auction | 2024 | Bolshan Renewables Limited |  | South Redhouse | Greenspan Energy Limited | 01315144444 | capacitymarket@greenspanenergy.com | Distribution | Non CMRS | New Build Generating CMU | Storage - Battery |  | Yes | Prequalified | Opt-In |  | 1 |  |  |  |  | 0 |  | 8 |  |  | 1.982 |  |  |  | 1.982 | [7 empty] | Yes | [14 empty] | Deferred | Yes | 1 |  | Yes | 1
X | SRHA03 - Component - SRHA03 | [13 empty] | Storage (Duration 1h) | [21 empty] | New build storage facility Land North of Heatherywood Road, Kirkcaldy, Fife, KY1 3NW NT 290 954
1 | SS2020 | T-4 | Capacity Auction | 2024 | Speciality Steel UK Limited |  | 2015_2 | Liberty Speciality Steels Uk Ltd | 01142832641 | contactus@specialityuk.com | Distribution | CMRS | Proven DSR CMU | DSR |  |  | Rejected | Opt-In |  | 1 |  |  |  |  | 0 |  | 38.854 | 38.854 | 30.776 | 30.776 |  |  |  | 30.776 | [7 empty] | No |  |  |  | No | [10 empty] | No
X | SS2020 - Component - 000002 | [13 empty] | DSR | [21 empty] | Industrial Site comprising multiple electro intensive process Reduction in Imported Electricity Site is directly connected but not CMRS CMU ( see business plan) ROTHERHAM WORKS PO BOX 50 ALDWARKE LANE S60 1DW (Note: This is the Postal Address for the site. As a PO Box, Postcode finders will identify the location at the Post Office, away from site. For visitors with Sat Nav, we identify S65 3ES as the nearest postcode to our location). OS: SK45009500 SK450950
2 | SSE224 | T-4 | Capacity Auction | 2024 | SSE Energy Supply Limited |  | SSE DSR Unit 2 | SSE plc | 01738453407 | CMSecondaryTrading@sse.com | Distribution | Non CMRS | Unproven DSR CMU | DSR |  |  | Prequalified | Opt-In |  | 1 | Yes |  |  |  | 0 |  | 10 |  | 7.921 | 7.921 |  |  |  | 7.921 | [7 empty] | Yes | [14 empty] | Deferred | Yes | 1 |  | No | N/A
X | SSE224 - Component - SSE224 | [13 empty] | DSR | [21 empty] | N/A N/A N/A
1 | SSE324 | T-4 | Capacity Auction | 2024 | SSE Energy Supply Limited |  | SSE DSR Unit 3 | SSE plc | 01738453407 | CMSecondaryTrading@sse.com | Distribution | Non CMRS | Unproven DSR CMU | DSR |  |  | Prequalified | Opt-In |  | 1 | Yes |  |  |  | 0 |  | 10 |  | 7.921 | 7.921 |  |  |  | 7.921 | [7 empty] | Yes | [14 empty] | Deferred | Yes | 1 |  | No | N/A
X | SSE324 - Component - SSE324 | [13 empty] | DSR | [21 empty] | N/A N/A N/A
2 | SSE424 | T-4 | Capacity Auction | 2024 | SSE Energy Supply Limited |  | SSE DSR Unit 4 | SSE plc | 01738453407 | CMSecondaryTrading@sse.com | Distribution | Non CMRS | Unproven DSR CMU | DSR |  |  | Prequalified | Opt-In |  | 1 | Yes |  |  |  | 0 |  | 10 |  | 7.921 | 7.921 |  |  |  | 7.921 | [7 empty] | Yes | [14 empty] | Deferred | Yes | 1 |  | No | N/A
X | SSE424 - Component - SSE424 | [13 empty] | DSR | [21 empty] | N/A N/A N/A
1 | SSE524 | T-4 | Capacity Auction | 2024 | SSE Energy Supply Limited |  | SSE DSR Unit 5 | SSE plc | 01738453407 | CMSecondaryTrading@sse.com | Distribution | Non CMRS | Unproven DSR CMU | DSR |  |  | Prequalified | Opt-In |  | 1 | Yes |  |  |  | 0 |  | 10 |  | 7.921 | 7.921 |  |  |  | 7.921 | [7 empty] | Yes | [14 empty] | Deferred | Yes | 1 |  | No | N/A
X | SSE524 - Component - SSE524 | [13 empty] | DSR | [21 empty] | N/A N/A N/A
2 | SSE624 | T-4 | Capacity Auction | 2024 | SSE Energy Supply Limited |  | SSE DSR Unit 6 | SSE plc | 01738453407 | CMSecondaryTrading@sse.com | Distribution | Non CMRS | Unproven DSR CMU | DSR |  |  | Prequalified | Opt-In |  | 1 | Yes |  |  |  | 0 |  | 10 |  | 7.921 | 7.921 |  |  |  | 7.921 | [7 empty] | Yes | [14 empty] | Deferred | Yes | 1 |  | No | N/A
X | SSE624 - Component - SSE624 | [13 empty] | DSR | [21 empty] | N/A N/A N/A
1 | SSE724 | T-4 | Capacity Auction | 2024 | SSE Energy Supply Limited |  | SSE DSR Unit 7 | SSE plc | 01738453407 | CMSecondaryTrading@sse.com | Distribution | Non CMRS | Unproven DSR CMU | DSR |  |  | Prequalified | Opt-In |  | 1 | Yes |  |  |  | 0 |  | 10 |  | 7.921 | 7.921 |  |  |  | 7.921 | [7 empty] | Yes | [14 empty] | Deferred | No
X | SSE724 - Component - SSE724 | [13 empty] | DSR | [21 empty] | N/A N/A N/A
2 | SSE824 | T-4 | Capacity Auction | 2024 | SSE Energy Supply Limited |  | SSE DSR Unit 8 | SSE plc | 01738453407 | CMSecondaryTrading@sse.com | Distribution | Non CMRS | Unproven DSR CMU | DSR |  |  | Prequalified | Opt-In |  | 1 | Yes |  |  |  | 0 |  | 10 |  | 7.921 | 7.921 |  |  |  | 7.921 | [7 empty] | Yes | [14 empty] | Deferred | No
X | SSE824 - Component - SSE824 | [13 empty] | DSR | [21 empty] | N/A N/A N/A
1 | SSE924 | T-4 | Capacity Auction | 2024 | SSE Energy Supply Limited |  | SSE DSR Unit 9 | SSE plc | 01738453407 | CMSecondaryTrading@sse.com | Distribution | Non CMRS | Unproven DSR CMU | DSR |  |  | Prequalified | Opt-In |  | 1 | Yes |  |  |  | 0 |  | 10 |  | 7.921 | 7.921 |  |  |  | 7.921 | [7 empty] | Yes | [14 empty] | Deferred | No
X | SSE924 - Component - SSE924 | [13 empty] | DSR | [21 empty] | N/A N/A N/A
2 | STA120 | T-4 | Capacity Auction | 2024 | RWE Generation UK plc |  | CMU_STAY-1 | RWE Generation UK Holdings Limited | 01793475217 | CapMarketSecondaryTrading@rwe.com | Transmission | CMRS | Existing Generating CMU | Gas |  |  | Prequalified | Opt-In |  | 1 |  |  |  |  | 0 |  | 464 |  |  | 417.6 |  |  |  | 417.6 | [7 empty] | No |  |  |  | No | [10 empty] | No | N/A | 1 |  | Yes | 1
X | STA120 - Component - T_STAY-1 | [13 empty] | Combined Cycle Gas Turbine (CCGT) | [21 empty] | Staythorpe 1 - CCGT MSID: 7210 Staythorpe Power Station Staythorpe Newark Nottinghamshire NG23 5PS SK 767 536
1 | STA220 | T-4 | Capacity Auction | 2024 | RWE Generation UK plc |  | CMU_STAY-2 | RWE Generation UK Holdings Limited | 01793475217 | CapMarketSecondaryTrading@rwe.com | Transmission | CMRS | Existing Generating CMU | Gas |  |  | Prequalified | Opt-In |  | 1 |  |  |  |  | 0 |  | 464 |  |  | 417.6 |  |  |  | 417.6 | [7 empty] | No |  |  |  | No | [10 empty] | No | N/A | 1 |  | Yes | 1
X | STA220 - Component - T_STAY-2 | [13 empty] | Combined Cycle Gas Turbine (CCGT) | [21 empty] | Staythorpe 2 - CCGT MSID: 7210 Staythorpe Power Station Staythorpe Newark Nottinghamshire NG23 5PS SK 767 536
2 | STA320 | T-4 | Capacity Auction | 2024 | RWE Generation UK plc |  | CMU_STAY-3 | RWE Generation UK Holdings Limited | 01793475217 | CapMarketSecondaryTrading@rwe.com | Transmission | CMRS | Existing Generating CMU | Gas |  |  | Prequalified | Opt-In |  | 1 |  |  |  |  | 0 |  | 464 |  |  | 417.6 |  |  |  | 417.6 | [7 empty] | No |  |  |  | No | [10 empty] | No | N/A | 1 |  | Yes | 1
X | STA320 - Component - T_STAY-3 | [13 empty] | Combined Cycle Gas Turbine (CCGT) | [21 empty] | Staythorpe 3 - CCGT MSID: 7210 Staythorpe Power Station Staythorpe Newark Nottinghamshire NG23 5PS SK 767 536
1 | STA420 | T-4 | Capacity Auction | 2024 | RWE Generation UK plc |  | CMU_STAY-4 | RWE Generation UK Holdings Limited | 01793475217 | CapMarketSecondaryTrading@rwe.com | Transmission | CMRS | Existing Generating CMU | Gas |  |  | Prequalified | Opt-In |  | 1 |  |  |  |  | 0 |  | 464 |  |  | 417.6 |  |  |  | 417.6 | [7 empty] | No |  |  |  | No | [10 empty] | No | N/A | 1 |  | Yes | 1
X | STA420 - Component - T_STAY-4 | [13 empty] | Combined Cycle Gas Turbine (CCGT) | [21 empty] | Staythorpe 4 - CCGT MSID: 7210 Staythorpe Power Station Staythorpe Newark Nottinghamshire NG23 5PS SK 767 536
2 | STAF06 | T-4 | Capacity Auction | 2024 | Veolia UK Limited |  | Staffordshire ERF | VEOLIA ENVIRONNEMENT SA | 02078125000 | uk.veolia.capacitymarket.mailbox@veolia.com | Distribution | Non CMRS | Existing Generating CMU | Waste |  |  | Prequalified | Opt-In |  | 1 |  |  |  |  | 0 |  | 26.997 |  |  | 22.893 |  |  |  | 22.893 | [7 empty] | No | No | Yes | Metering Option (a) (Supplier Settlement Metering Configuration Solution) | No |  |  | No | [7 empty] | No | N/A | 1 |  | Yes | 1
X | STAF06 - Component - STAF06 | [13 empty] | Energy from Waste | [21 empty] | Municipal waste incineration plant located in Staffordshire. It is based on boilers supplying steam to a turbine-generator. Enterprise Drive, Coven, Wolverhampton, Staffordshire WV10 7DY SJ923084
1 | STAS20 | T-4 | Capacity Auction | 2024 | St Asaph Power Limited |  | St Asaph Power | Esus Reserve Power Ltd | 02920547206 | matthew.tucker@welshpower.com | Distribution | Non CMRS | Existing Generating CMU | Gas |  |  | Prequalified | Opt-In |  | 1 |  |  |  |  | 0 |  | 15.8 |  |  | 15.045 |  |  |  | 15.235 | [7 empty] | Yes | [14 empty] | Deferred | N/A | 1 |  | Yes | 1
X | STAS20 - Component - NGSTORSTAS205 | [13 empty] | Reciprocating engines | [21 empty] | 16 MW power plant comprising of reciprocating engines.The Power plant is connected to the local distribution and gas network. St Asaph Power, Glascoed Road, St Asaph, Denbighshire LL17 0LQ SJ 021 742
2 | STEV24 | T-4 | Capacity Auction | 2024 | ARL 028 Limited |  | Steventon | Arlington Energy (Development) Limited | 02071839115 | info@arlingtonenergy.co.uk | Distribution | Non CMRS | New Build Generating CMU | Gas |  |  | Not Prequalified | Opt-In |  | 15 |  | Yes | Yes |  | 57130 | Yes | 6 |  |  | 5.713 |  |  |  | 5.713 | [7 empty] | Yes | [14 empty] | Deferred
X | STEV24 - Component - STEV24 | [13 empty] | Reciprocating engines | [21 empty] | A new build 6MW gas fuelled generating station. Steventon Road, Abingdon,OX13 6RW SU 472 935
1 | STPW01 | T-4 | Capacity Auction | 2024 | STOR 101 Ltd |  | Longridge | STOR Power Ltd | 01278727180 | emr.cm@storpower.co.uk | Distribution | Non CMRS | New Build Generating CMU | Gas |  |  | Prequalified | Opt-In |  | 15 |  |  |  |  | 0 |  | 20 |  |  | 19.044 |  |  |  | 19.044 | [7 empty] | Yes | [14 empty] | Deferred | Yes | 15 |  | Yes | 15
X | STPW01 - Component - STPW01 | [13 empty] | Reciprocating engines | [21 empty] | Energy facility comprising of reciprocating engine sets and ancillary equipment. Longridge Road, Preston, Lancashire PR2 5NQ SD 577 320
2 | STPW04 | T-4 | Capacity Auction | 2024 | STOR 104 Ltd |  | Sandy Lane | STOR Power Ltd | 01278727180 | emr.cm@storpower.co.uk | Distribution | Non CMRS | New Build Generating CMU | Gas |  |  | Prequalified | Opt-In |  | 15 |  |  |  |  | 0 |  | 20 |  |  | 19.044 |  |  |  | 19.044 | [7 empty] | Yes | [14 empty] | Deferred | Yes | 15 |  | Yes | 15
X | STPW04 - Component - STPW04 | [13 empty] | Reciprocating engines | [21 empty] | Energy facility comprising of reciprocating engine sets and ancillary equipment. Holden Way, Wainwright Street, Dukinfield, Cheshire SK16 5PL SJ 949 983
1 | STPW08 | T-4 | Capacity Auction | 2024 | STOR 108 Ltd |  | Hamilton | STOR Power Ltd | 01278727180 | emr.cm@storpower.co.uk | Distribution | Non CMRS | New Build Generating CMU | Gas |  |  | Prequalified | Opt-In |  | 15 |  |  |  |  | 0 |  | 20 |  |  | 19.044 |  |  |  | 19.044 | [7 empty] | Yes | [14 empty] | Deferred | Yes | 15 |  | Yes | 15
X | STPW08 - Component - STPW08 | [13 empty] | Reciprocating engines | [21 empty] | Energy facility comprising of reciprocating engine sets and ancillary equipment. Wellington Street, Oldham, Lancashire OL4 1SA SD 929 046
2 | STPW13 | T-4 | Capacity Auction | 2024 | STOR 113 Ltd |  | Clayton | STOR Power Ltd | 01278727180 | emr.cm@storpower.co.uk | Distribution | Non CMRS | New Build Generating CMU | Gas |  |  | Prequalified | Opt-In |  | 15 |  |  |  |  | 0 |  | 20 |  |  | 19.044 |  |  |  | 19.044 | [7 empty] | Yes | [14 empty] | Deferred | Yes | 15 |  | Yes | 15
X | STPW13 - Component - STPW13 | [13 empty] | Reciprocating engines | [21 empty] | Energy facility comprising of reciprocating engine sets and ancillary equipment. Petre Road, Clayton-le-Moors, Lancashire BB5 5JG SD 745 306
1 | STPW14 | T-4 | Capacity Auction | 2024 | STOR 114 Ltd |  | Aldon | STOR Power Ltd | 01278727180 | emr.cm@storpower.co.uk | Distribution | Non CMRS | New Build Generating CMU | Gas |  |  | Prequalified | Opt-In |  | 15 |  |  |  |  | 0 |  | 15 |  |  | 14.283 |  |  |  | 14.283 | [7 empty] | Yes | [14 empty] | Deferred | Yes | 15 |  | Yes | 15
X | STPW14 - Component - STPW14 | [13 empty] | Reciprocating engines | [21 empty] | Energy facility comprising of reciprocating engine sets and ancillary equipment. Aldon Road, Poulton-le-Fylde, Lancashire FY6 8JL SD 359 388
2 | STPW19 | T-4 | Capacity Auction | 2024 | STOR 119 Ltd |  | Waterswallows | STOR Power Ltd | 01278727180 | emr.cm@storpower.co.uk | Distribution | Non CMRS | New Build Generating CMU | Gas |  |  | Not Prequalified | Opt-In |  | 15 |  | Yes | Yes |  | 190440 | Yes | 20 |  |  | 19.044 |  |  |  | 19.044 | [7 empty] | Yes | [14 empty] | Deferred
X | STPW19 - Component - STPW19 | [13 empty] | Reciprocating engines | [21 empty] | Energy facility comprising of reciprocating engine sets and ancillary equipment. Waterswallows Lane, Buxton, Derbyshire SK17 7JD SK 076 755
1 | STPW20 | T-4 | Capacity Auction | 2024 | STOR 120 Ltd |  | Barms | STOR Power Ltd | 01278727180 | emr.cm@storpower.co.uk | Distribution | Non CMRS | New Build Generating CMU | Gas |  |  | Not Prequalified | Opt-In |  | 15 |  | Yes | Yes |  | 190440 | Yes | 20 |  |  | 19.044 |  |  |  | 19.044 | [7 empty] | Yes | [14 empty] | Deferred
X | STPW20 - Component - STPW20 | [13 empty] | Reciprocating engines | [21 empty] | Energy facility comprising of reciprocating engine sets. Waterswallows Lane, Buxton, SK17 7HP SK 076754
2 | STPW25 | T-4 | Capacity Auction | 2024 | STOR 125 Ltd |  | Moss | STOR Power Ltd | 01278727180 | emr.cm@storpower.co.uk | Distribution | Non CMRS | New Build Generating CMU | Gas |  |  | Prequalified | Opt-In |  | 15 |  |  |  |  | 0 |  | 20 |  |  | 19.044 |  |  |  | 19.044 | [7 empty] | Yes | [14 empty] | Deferred | Yes | 15 |  | Yes | 15
X | STPW25 - Component - STPW25 | [13 empty] | Reciprocating engines | [21 empty] | Energy facility comprising of reciprocating engine sets and ancillary equipment. Moss Lane, Blackrod, Bolton, Lancashire BL6 5GJ SD 628 104
1 | STPW26 | T-4 | Capacity Auction | 2024 | STOR 126 Ltd |  | Birshaw | STOR Power Ltd | 01278727180 | emr.cm@storpower.co.uk | Distribution | Non CMRS | New Build Generating CMU | Gas |  |  | Prequalified | Opt-In |  | 15 |  |  |  |  | 0 |  | 20 |  |  | 19.044 |  |  |  | 19.044 | [7 empty] | Yes | [14 empty] | Deferred | Yes | 15 |  | Yes | 15
X | STPW26 - Component - STPW26 | [13 empty] | Reciprocating engines | [21 empty] | Energy facility comprising of reciprocating engine sets and ancillary equipment. Meek Street, Royton, Oldham, Lancashire OL2 6HL SD 935 067
2 | STPW27 | T-4 | Capacity Auction | 2024 | STOR 127 Ltd |  | Ditchers | STOR Power Ltd | 01278727180 | emr.cm@storpower.co.uk | Distribution | Non CMRS | New Build Generating CMU | Gas |  |  | Prequalified | Opt-In |  | 15 |  |  |  |  | 0 |  | 20 |  |  | 19.044 |  |  |  | 19.044 | [7 empty] | Yes | [14 empty] | Deferred | Yes | 15 |  | Yes | 15
X | STPW27 - Component - STPW27 | [13 empty] | Reciprocating engines | [21 empty] | Energy facility comprising of reciprocating engine sets and ancillary equipment. Long Lane, Westhoughton, Bolton, Lancashire BL5 3QR SD 650 066
1 | STPW28 | T-4 | Capacity Auction | 2024 | STOR 128 Ltd |  | Ashton | STOR Power Ltd | 01278727180 | emr.cm@storpower.co.uk | Distribution | Non CMRS | New Build Generating CMU | Gas |  |  | Prequalified | Opt-In |  | 15 |  |  |  |  | 0 |  | 18 |  |  | 17.14 |  |  |  | 17.14 | [7 empty] | Yes | [14 empty] | Deferred | Yes | 15 |  | Yes | 15
X | STPW28 - Component - STPW28 | [13 empty] | Reciprocating engines | [21 empty] | Energy facility comprising of reciprocating engine sets and ancillary equipment. Ashton Old Road, Openshaw, Manchester M11 1AA SJ 886 974
2 | STPW29 | T-4 | Capacity Auction | 2024 | STOR 129 Ltd |  | Salford | STOR Power Ltd | 01278727180 | emr.cm@storpower.co.uk | Distribution | Non CMRS | New Build Generating CMU | Gas |  |  | Prequalified | Opt-In |  | 15 |  |  |  |  | 0 |  | 20 |  |  | 19.044 |  |  |  | 19.044 | [7 empty] | Yes | [14 empty] | Deferred | Yes | 15 |  | Yes | 15
X | STPW29 - Component - STPW29 | [13 empty] | Reciprocating engines | [21 empty] | Energy facility comprising of reciprocating engine sets and ancillary equipment. Salford Road, Over Holton, Bolton, Lancashire BL5 1BW SD 704 047
1 | STPW30 | T-4 | Capacity Auction | 2024 | STOR 130 Ltd |  | Balle | STOR Power Ltd | 01278727180 | emr.cm@storpower.co.uk | Distribution | Non CMRS | New Build Generating CMU | Gas |  |  | Not Prequalified | Opt-In |  | 15 |  | Yes | Yes |  | 190440 |  | 20 |  |  | 19.044 |  |  |  | 19.044 | [7 empty] | Yes | [14 empty] | Deferred
X | STPW30 - Component - STPW30 | [13 empty] | Reciprocating engines | [21 empty] | Energy facility comprising of reciprocating engine sets and ancillary equipment. Balle Street, Darwen, Blackburn BB3 2AZ SD 694 215
2 | STPW41 | T-4 | Capacity Auction | 2024 | STOR 141 Ltd |  | Bog | STOR Power Ltd | 01278727180 | emr.cm@storpower.co.uk | Distribution | Non CMRS | New Build Generating CMU | Gas |  |  | Prequalified | Opt-In |  | 15 |  |  |  |  | 0 |  | 20 |  |  | 19.044 |  |  |  | 19.044 | [7 empty] | Yes | [14 empty] | Deferred | Yes | 15 |  | Yes | 15
X | STPW41 - Component - STPW41 | [13 empty] | Reciprocating engines | [21 empty] | Energy facility comprising of reciprocating engine sets and ancillary equipment. Currock Road, Carlisle, Cumbria CA2 5AD NY 402 550
1 | STPW48 | T-4 | Capacity Auction | 2024 | STOR 148 Ltd |  | Whitebirk | STOR Power Ltd | 01278727180 | emr.cm@storpower.co.uk | Distribution | Non CMRS | New Build Generating CMU | Gas |  |  | Not Prequalified | Opt-In |  | 15 |  | Yes |  |  | 190440 |  | 20 |  |  | 19.044 |  |  |  | 19.044 | [7 empty] | Yes | [14 empty] | Deferred
X | STPW48 - Component - STPW48 | [13 empty] | Reciprocating engines | [21 empty] | Energy facility comprising of reciprocating engine sets and ancillary equipment. Challenge Way, Blackburn, Lancashire BB1 5QB SD 701 295
2 | SUDA24 | T-4 | Capacity Auction | 2024 | Biogas Technology Limited |  | Sudbury A | Ylem Group Limited | 01616602222 | simon.mitchell@ylemenergy.co.uk | Distribution | Non CMRS | New Build Generating CMU | Gas |  |  | Not Prequalified | Opt-In |  | 15 |  |  |  |  | 0 |  | 6.9 |  |  | 6.57 |  |  |  | 6.57 | [7 empty] | Yes | [14 empty] | Deferred
X | SUDA24 - Component - SUDA24 | [13 empty] | Reciprocating engines | [21 empty] | A gas fuelled electrical power generating unit comprising multiple reciprocating engines Church Field Road, Sudbury, CO10 2YA TL 889 421
1 | SUDB24 | T-4 | Capacity Auction | 2024 | Biogas Technology Limited |  | Sudbury B | Ylem Group Limited | 01616602222 | simon.mitchell@ylemenergy.co.uk | Distribution | Non CMRS | New Build Generating CMU | Gas |  |  | Not Prequalified | Opt-In |  | 15 |  | Yes | Yes |  | 71420 | Yes | 7.5 |  |  | 7.142 |  |  |  | 7.142 | [7 empty] | Yes | [14 empty] | Deferred
X | SUDB24 - Component - SUDB24 | [13 empty] | Reciprocating engines | [21 empty] | A gas fuelled electrical power generating unit comprising multiple reciprocating engines Church Field Road, Sudbury, CO10 2YA TL 889 421
2 | SUEZ21 | T-4 | Capacity Auction | 2024 | SUEZ RECYCLING AND RECOVERY KIRKLEES LTD |  | Kirklees EfW | Shukco 327 Ltd | 01628513100 | kleem.altaf@suez.com | Distribution | Non CMRS | Existing Generating CMU | Waste |  |  | Prequalified | Opt-In |  | 1 |  |  |  |  | 0 |  | 10.547 |  |  | 8.944 |  |  |  | 9.18 | [7 empty] | No | No | Yes | Metering Option (a) (Supplier Settlement Metering Configuration Solution) | No |  |  | No | [7 empty] | No | N/A | 1 |  | Yes | 1
X | SUEZ21 - Component - SUEZ21 | [13 empty] | Energy from Waste | [21 empty] | Existing Energy from Waste Plant Kirklees Energy from Waste Plant Vine Street Huddersfield, Yorkshire HD1 6NT SE148178
1 | SUEZ22 | T-4 | Capacity Auction | 2024 | SUEZ RECYCLING AND RECOVERY TEES VALLEY LTD |  | STV Lines 1 and 2 EfW | Suez Recycling And Recovery North East Ltd | 01628513100 | kleem.altaf@suez.com | Distribution | Non CMRS | Existing Generating CMU | Waste |  |  | Prequalified | Opt-In |  | 1 |  |  |  |  | 0 |  | 20.142 |  |  | 17.08 |  |  |  | 17.08 | [7 empty] | No | No | Yes | Metering Option (a) (Supplier Settlement Metering Configuration Solution) | No |  |  | No | [7 empty] | No | N/A | 1 |  | Yes | 1
X | SUEZ22 - Component - SUEZ22 | [13 empty] | Energy from Waste | [21 empty] | Existing Energy from Waste Plant Tees Valley EfW Lines 1 & 2 Haverton Hill Road Billingham Cleveland TS23 1PY NZ479224
2 | SUEZ23 | T-4 | Capacity Auction | 2024 | Northumberland Energy Recovery Limited |  | STV Line 3 EfW | Northumberland Energy Recovery Holdings Ltd | 01628513100 | kleem.altaf@suez.com | Distribution | Non CMRS | Existing Generating CMU | Waste |  |  | Prequalified | Opt-In |  | 1 |  |  |  |  | 0 |  | 10.729 |  |  | 9.098 |  |  |  | 9.098 | [7 empty] | No | No | Yes | Metering Option (a) (Supplier Settlement Metering Configuration Solution) | No |  |  | No | [7 empty] | No | N/A | 1 |  | Yes | 1
X | SUEZ23 - Component - SUEZ23 | [13 empty] | Energy from Waste | [21 empty] | Existing Energy from Waste Plant STV Line 3 EfW Haverton Hill Road Billingham Cleveland TS23 1PY NZ478224
1 | SUEZ24 | T-4 | Capacity Auction | 2024 | South Tyne and Wear Energy Recovery Limited |  | STV Lines 4 & 5 EfW | South Tyne & Wear Energy Recovery Holdings Ltd | 01628513100 | kleem.altaf@suez.com | Distribution | Non CMRS | Existing Generating CMU | Waste |  |  | Prequalified | Opt-In |  | 1 |  |  |  |  | 0 |  | 23.304 |  |  | 19.762 |  |  |  | 19.762 | [7 empty] | No | No | Yes | Metering Option (a) (Supplier Settlement Metering Configuration Solution) | No |  |  | No | [7 empty] | No | N/A | 1 |  | Yes | 1
X | SUEZ24 - Component - SUEZ24 | [13 empty] | Energy from Waste | [21 empty] | Existing Energy from Waste Plant STV Lines 4 & 5 EfW Haverton Hill Road Billingham Cleveland TS23 1PY NZ480226
2 | SUEZ25 | T-4 | Capacity Auction | 2024 | SUEZ RECYCLING AND RECOVERY SUFFOLK LTD |  | Suffolk EfW | Suez Recycling And Recovery Uk Ltd | 01628513100 | kleem.altaf@suez.com | Distribution | Non CMRS | Existing Generating CMU | Waste |  |  | Prequalified | Opt-In |  | 1 |  |  |  |  | 0 |  | 23.319 |  |  | 19.775 |  |  |  | 19.775 | [7 empty] | No | No | Yes | Metering Option (a) (Supplier Settlement Metering Configuration Solution) | No |  |  | No | [7 empty] | No | N/A | 1 |  | Yes | 1
X | SUEZ25 - Component - SUEZ25 | [13 empty] | Energy from Waste | [21 empty] | Existing Energy from Waste Plant Suffolk EfW Lodge Lane Great Blakenham Ipswich, Suffolk IP6 0JE TM122496
1 | SUND07 | T-4 | Capacity Auction | 2024 | RYDBERG DEVELOPMENT COMPANY LIMITED |  | SUNDERLAND | Hartree Partners Power Holdings (UK) Limited | 02072017165 | PowerOps@HartreePartners.com | Distribution | Non CMRS | New Build Generating CMU | Gas |  |  | Prequalified | Opt-In |  | 15 |  | Yes | Yes |  | 19040 |  | 2 |  |  | 1.904 |  |  |  | 1.904 | [7 empty] | Yes | [14 empty] | Deferred | Yes | 15 |  | Yes | 15
X | SUND07 - Component - 000001 | [13 empty] | Reciprocating engines | [21 empty] | New build power station comprised of multiple reciprocating engines. Hanover Place Sunderland SR4 6BY NZ 386 576
2 | SUND08 | T-4 | Capacity Auction | 2024 | RYDBERG DEVELOPMENT COMPANY LIMITED |  | SUNDERLAND | Hartree Partners Power Holdings (UK) Limited | 02072017165 | PowerOps@HartreePartners.com | Distribution | Non CMRS | New Build Generating CMU | Gas |  |  | Not Prequalified | Opt-In |  | 15 |  |  |  |  | 0 |  | 8 |  |  | 7.618 |  |  |  | 7.618 | [7 empty] | Yes | [14 empty] | Deferred
X | SUND08 - Component - 000001 | [13 empty] | Reciprocating engines | [21 empty] | New build power station comprised of multiple reciprocating engines. Hanover Place Sunderland SR4 6BY NZ 386 576
1 | SUTT20 | T-4 | Capacity Auction | 2024 | RYDBERG DEVELOPMENT COMPANY LIMITED |  | SUTTON | Hartree Partners Power Holdings (UK) Limited | 02072017165 | PowerOps@HartreePartners.com | Distribution | Non CMRS | New Build Generating CMU | Gas |  |  | Prequalified | Opt-In |  | 15 |  | Yes |  |  | 0 |  | 6 |  |  | 5.713 |  |  |  | 5.713 | [7 empty] | Yes | [14 empty] | Deferred | No | 15
X | SUTT20 - Component - 000001 | [13 empty] | Reciprocating engines | [21 empty] | New build power station comprised of multiple reciprocating engines. Sutton Farm Sutton Lane Broughton Astley Leicester, LE9 6QF SP 512 939
2 | SUTT21 | T-4 | Capacity Auction | 2024 | RYDBERG DEVELOPMENT COMPANY LIMITED |  | SUTTON | Hartree Partners Power Holdings (UK) Limited | 02072017165 | PowerOps@HartreePartners.com | Distribution | Non CMRS | New Build Generating CMU | Gas |  |  | Prequalified | Opt-In |  | 15 |  | Yes |  |  | 0 |  | 6 |  |  | 5.713 |  |  |  | 5.713 | [7 empty] | Yes | [14 empty] | Deferred | No | 15
X | SUTT21 - Component - 000001 | [13 empty] | Reciprocating engines | [21 empty] | New build power station comprised of multiple reciprocating engines. Sutton Farm Sutton Lane Broughton Astley Leicester, LE9 6QF SP 512 939
1 | SWM024 | T-4 | Capacity Auction | 2024 | SW Mannington Limited |  | Mannington | Still Waters Green Technology Limited | 02075196865 | info@swgt.co.uk | Distribution | Non CMRS | New Build Generating CMU | Storage - Battery |  | Yes | Prequalified | Opt-In |  | 15 |  |  |  |  | 0 |  | 35 |  |  | 17.017 |  |  |  | 17.017 | [7 empty] | Yes | [14 empty] | Deferred | Yes | 15 |  | Yes | 15
X | SWM024 - Component - SWM24A | [13 empty] | Storage (Duration 2h) | [21 empty] | A Battery Energy Storage System. Mannington Depot, Mannington Depot Service Road Mannington Swindon SN5 8BA SU 129 837
X | SWM024 - Component - SWM24B | [13 empty] | Storage (Duration 2h) | [21 empty] | A Battery Energy Storage System Mannington Depot, Telford Way, Swindon, SN5 8BA SU 129 837
2 | SZ1-20 | T-4 | Capacity Auction | 2024 | EDF Energy Nuclear Generation Limited |  | Sizewell B Power Station CMU 1 | EDF Energy Holdings Limited | 01452652745 | EDFEnergyCMSecondaryTrading@edfenergy.com | Transmission | CMRS | Existing Generating CMU | Nuclear |  |  | Prequalified | Opt-In |  | 1 |  |  |  |  | 0 |  | 616 |  |  | 501.609 |  |  |  | 526.852 | [7 empty] | No |  |  |  | No | [10 empty] | No | N/A | 1 |  | Yes | 1
X | SZ1-20 - Component - T_SIZB-1 | [13 empty] | Nuclear | [21 empty] | Sizewell B Power Station CMU 1: [SZ1-20] T_SIZB-1 + (50% x T_SIZB-D) EDF Energy, Sizewell B power station, Nr Leiston, Suffolk, IP16 4UR TM 474 635
1 | SZ2-20 | T-4 | Capacity Auction | 2024 | EDF Energy Nuclear Generation Limited |  | Sizewell B Power Station CMU 2 | EDF Energy Holdings Limited | 01452652745 | EDFEnergyCMSecondaryTrading@edfenergy.com | Transmission | CMRS | Existing Generating CMU | Nuclear |  |  | Prequalified | Opt-In |  | 1 |  |  |  |  | 0 |  | 616 |  |  | 501.609 |  |  |  | 526.852 | [7 empty] | No |  |  |  | No | [10 empty] | No | N/A | 1 |  | Yes | 1
X | SZ2-20 - Component - T_SIZB-2 | [13 empty] | Nuclear | [21 empty] | Sizewell B Power Station CMU 2: [SZ2-20] T_SIZB-2 + (50% x T_SIZB-D) EDF Energy, Sizewell B power station, Nr Leiston, Suffolk, IP16 4UR TM 474 635
2 | TAYL62 | T-4 | Capacity Auction | 2024 | Uniper Global Commodities SE | Bidding, Obligation Trading, Volume Reallocation | Taylor's Lane GT2 | Uniper Holding GmbH | 49211732757440 | UniperUK.PowerTrading@uniper.energy | Distribution | CMRS | Existing Generating CMU | Diesel |  |  | Prequalified | Opt-In |  | 1 |  |  |  |  | 0 |  | 73.89 |  |  | 70.358 |  |  |  | 70.463 | [7 empty] | No | Yes | Yes |  | No | [10 empty] | Provided | N/A | 1 |  | Yes | 1
X | TAYL62 - Component - E_TAYL2G | [13 empty] | Open Cycle Gas Turbine (OCGT) | [21 empty] | Taylor's Lane OCGT GT Unit 2 Unit fuelled by Gas Oil as specified in BS2869 Class A2 Brentfield Road Willesden London NW10 8JP TQ 209 844
1 | TAYL63 | T-4 | Capacity Auction | 2024 | Uniper Global Commodities SE | Bidding, Obligation Trading, Volume Reallocation | Taylor's Lane GT3 | Uniper Holding GmbH | 49211732757440 | UniperUK.PowerTrading@uniper.energy | Distribution | CMRS | Existing Generating CMU | Diesel |  |  | Prequalified | Opt-In |  | 1 |  |  |  |  | 0 |  | 65.89 |  |  | 62.74 |  |  |  | 62.845 | [7 empty] | No | Yes | Yes |  | No | [10 empty] | Provided | N/A | 1 |  | Yes | 1
X | TAYL63 - Component - E_TAYL3G | [13 empty] | Open Cycle Gas Turbine (OCGT) | [21 empty] | Taylor's Lane OCGT GT Unit 3 Unit fuelled by Gas Oil as specified in BS 2869 Class A2 Brentfield Road Willesden London NW10 8JP TQ 209 844
2 | TeCS13 | T-4 | Capacity Auction | 2024 | CS13 Limited |  | Templeborough20 | Clearstone Energy Limited | 02038686600 | info@clearstoneenergy.com | Transmission | CMRS | New Build Generating CMU | Gas |  |  | Not Prequalified | Opt-In |  | 15 |  | Yes |  |  | 461820 |  | 48.5 |  |  | 46.182 |  |  |  | 47.134 | [7 empty] | Yes | [14 empty] | Deferred
X | TeCS13 - Component - TeCS13 | [13 empty] | Reciprocating engines | [21 empty] | The proposed power plant would consist of a number new highly efficient gas fired generating units plus ancillary equipment. Each genset is based on advanced reciprocating engine technology. Grange Lane, Brinsworth, Rotherham, S60 5AY SK 411 911
1 | TEELX1 | T-4 | Capacity Auction | 2024 | TEES ECO ENERGY LTD |  | Tees Sustainable Energy | CI III TEES EFW LIMITED | 07495678 | cip@cip.dk | Distribution | Non CMRS | New Build Generating CMU | Waste |  |  | Prequalified | Opt-In |  | 15 |  | Yes | Yes |  | 0 |  | 41.67 |  |  | 35.336 |  |  |  | 35.336 | [7 empty] | Yes | [14 empty] | Deferred | No | 15
X | TEELX1 - Component - TEESEP | [13 empty] | Energy from Waste | [21 empty] | Single stream energy from waste plant exporting at 66kV. Billingham reach Industrial Estate Haverton Hill Road Billingham Teesside TS23 1PX NZ477215
2 | TEES20 | T-4 | Capacity Auction | 2024 | Teesside Hire Limited |  | Spark Steam Energy Centre | Pantechnicon Capital Limited | 02072018989 | sally-ann.dear@triplepoint.co.uk | Distribution | Non CMRS | Existing Generating CMU | Gas |  |  | Prequalified | Opt-In |  | 1 |  |  |  |  | 0 |  | 6.6 |  |  | 5.94 |  |  |  | 5.94 | [7 empty] | No | No | Yes | Metering Option (a) (Supplier Settlement Metering Configuration Solution) | No |  |  | No | [7 empty] | No | N/A | 1 |  | Yes | 1
X | TEES20 - Component - TEES20 | [13 empty] | Combined Heat and Power (CHP) | [21 empty] | The CMU component TEES01 is one gas-fired Jenbacher CHP engine. It will be supplying heat, CO2 and power to the on-site tomato Nursery all year. Tees Valley Nursery, The Moat, Belasis Hall, TS23 4ED NZ480234
1 | THATCH | T-4 | Capacity Auction | 2024 | SSE Utility Solutions Limited |  | Thatcham | SSE Plc | 01738453407 | CMSecondaryTrading@sse.com | Distribution | Non CMRS | Existing Generating CMU |  |  |  |  | Opt-Out | Operational throughout the relevant Delivery Year | [14 empty] | 8.358 | [7 empty] | No | No | Yes | Metering Option (a) (Supplier Settlement Metering Configuration Solution) | No |  |  | No | [7 empty] | N/A
X | THATCH - Component - THATM-1 | [13 empty] | Reciprocating engines | [21 empty] | 6 x reciprocating engines Thatcham Grid Substation, Piper's Lane, Off Station Road, Thatcham, RG19 4NA SU528664
2 | THBPL1 | T-4 | Capacity Auction | 2024 | THAMES BIO POWER LTD |  | Thames Bio Power Ltd |  | 01782384898 | info@cogenuk.com | Distribution | Non CMRS | New Build Generating CMU | Waste |  |  | Not Prequalified | Opt-In |  | 15 |  | Yes | Yes |  | 237440 | Yes | 28 |  |  | 23.744 |  |  |  | 23.744 | [7 empty] | Yes | [14 empty] | Deferred
X | THBPL1 - Component - THBPL1 | [13 empty] | Energy from Waste | [21 empty] | Energy from Waste facility Thames Enterprise Park, Corringham, Stanford-Le-Hope, SS17 9LL TQ 738 820
1 | THRN02 | T-4 | Capacity Auction | 2024 | Whitetower Energy Limited |  | Thornhill OCGT | Whitetower Holdings UK Limited | 07740634428 | michael.strutt@wtenergyltd.com | Distribution | Non CMRS | Existing Generating CMU | Gas |  |  | Prequalified | Opt-In |  | 1 |  |  |  |  | 0 |  | 37.867 |  |  | 36.057 |  |  |  | 36.057 | [7 empty] | No | No | Yes | Metering Option (a) (Supplier Settlement Metering Configuration Solution) | No |  |  | No | [7 empty] | No | N/A | 1 |  | Yes | 1
X | THRN02 - Component - 2__MPGEN001 | [13 empty] | Open Cycle Gas Turbine (OCGT) | [21 empty] | Small gas fired OCGT. Address:Calder Rd, Ravensthorpe, Dewsbury, WF12 9EA. SE 229 201
2 | TN1-20 | T-4 | Capacity Auction | 2024 | EDF Energy Nuclear Generation Limited |  | Torness Power Station CMU 1 | EDF Energy Holdings Limited | 01452652745 | EDFEnergyCMSecondaryTrading@edfenergy.com | Transmission | CMRS | Existing Generating CMU | Nuclear |  |  | Prequalified | Opt-In |  | 1 |  |  |  |  | 0 |  | 626.579 |  |  | 510.223 |  |  |  | 510.223 | [7 empty] | No |  |  |  | No | [10 empty] | No | N/A | 1 |  | No | N/A
X | TN1-20 - Component - T_TORN-1 | [13 empty] | Nuclear | [21 empty] | Torness Power Station CMU 1: [TN1-20] T_TORN-1 + (50% x T_TORN-D) EDF Energy, Torness power station, Torness, Dunbar, East Lothian, EH42 1QU NT 745 752
1 | TN2-20 | T-4 | Capacity Auction | 2024 | EDF Energy Nuclear Generation Limited |  | Torness Power Station CMU 2 | EDF Energy Holdings Limited | 01452652745 | EDFEnergyCMSecondaryTrading@edfenergy.com | Transmission | CMRS | Existing Generating CMU | Nuclear |  |  | Prequalified | Opt-In |  | 1 |  |  |  |  | 0 |  | 636.025 |  |  | 517.915 |  |  |  | 517.915 | [7 empty] | No |  |  |  | No | [10 empty] | No | N/A | 1 |  | Yes | 1
X | TN2-20 - Component - T_TORN-2 | [13 empty] | Nuclear | [21 empty] | Torness Power Station CMU 2: [TN2-20] T_TORN-2 + (50% x T_TORN-D) EDF Energy, Torness power station, Torness, Dunbar, East Lothian, EH42 1QU NT 745 752
2 | TRAFB1 | T-4 | Capacity Auction | 2024 | Wainstones Energy Limited |  | Trafford Power Battery Storage Unit 1 | Carlton Power Limited | 01642714570 | mpankhurst@carltonpower.co.uk | Transmission | CMRS | New Build Generating CMU | Storage - Battery |  | Yes | Prequalified | Opt-In |  | 15 |  | Yes |  |  | 0 |  | 50 |  |  | 24.31 |  |  |  | 24.31 | [7 empty] | Yes | [14 empty] | Deferred | Yes | 15 |  | No | N/A
X | TRAFB1 - Component - TRAFB1 | [13 empty] | Storage (Duration 2h) | [21 empty] | 50MW capacity system with 100MWh of batteries with all ancillary equipment to be installed on the Trafford Power Site 132 Manchester Road, Carrington, Manchester, M31 4AY SJ 726 929
1 | TRAFB2 | T-4 | Capacity Auction | 2024 | Wainstones Energy Limited |  | Trafford Power Battery Storage Unit 2 | Carlton Power Limited | 01642714570 | mpankhurst@carltonpower.co.uk | Transmission | CMRS | New Build Generating CMU | Storage - Battery |  | Yes | Not Prequalified | Opt-In |  | 15 |  |  |  |  | 0 |  | 50 |  |  | 47.32 |  |  |  | 47.32 | [7 empty] | Yes | [14 empty] | Deferred
X | TRAFB2 - Component - TRAFB2 | [13 empty] | Storage (Duration 5h) | [21 empty] | 50MW supply system with 250MWh of batteries with all ancillary equipment to be installed on the Trafford Power Site 132 Manchester Road, Carrington, Manchester, M31 4AY SJ 726 929
2 | TRAFU1 | T-4 | Capacity Auction | 2024 | Wainstones Energy Limited |  | Trafford Power CCGT UNIT 1 | Carlton Power Limited | 01642714570 | mpankhurst@carltonpower.co.uk | Transmission | CMRS | New Build Generating CMU | Gas |  |  | Prequalified | Opt-In |  | 15 |  | Yes |  |  | 0 |  | 844 |  |  | 759.6 |  |  |  | 759.6 | [7 empty] | Yes | [14 empty] | Deferred | Yes | 15 |  | No | N/A
X | TRAFU1 - Component - TRAFU1 | [13 empty] | Combined Cycle Gas Turbine (CCGT) | [21 empty] | New combined cycle gas turbine unit comprising the latest technology gas turbines, heat recovery steam generators, steam turbines and associated balance of plant. This will be constructed on Carrington Manchester 132 Manchester Road, Carrington, Manchester, M31 4AY SJ 726 931
1 | TRAGR1 | T-4 | Capacity Auction | 2024 | Wainstones Energy Limited |  | Trafford Power Gas Reciprocating Engines Unit 1 | Carlton Power Limited | 01642714570 | mpankhurst@carltonpower.co.uk | Transmission | CMRS | New Build Generating CMU | Gas |  |  | Not Prequalified | Opt-In |  | 15 |  |  |  |  | 0 |  | 49.9 |  |  | 47.515 |  |  |  | 47.515 | [7 empty] | Yes | [14 empty] | Deferred
X | TRAGR1 - Component - TRAGR1 | [13 empty] | Reciprocating engines | [21 empty] | 5 x 9.98MW Gas Reciprocating engines with all ancillary equipment to be installed on the Trafford Power Site 132 Manchester Road, Carrington, Manchester, M31 4AY SJ 727 929
2 | TRAGR2 | T-4 | Capacity Auction | 2024 | Wainstones Energy Limited |  | Trafford Power Gas Reciprocating Engines Unit 2 | Carlton Power Limited | 01642714570 | mpankhurst@carltonpower.co.uk | Transmission | CMRS | New Build Generating CMU | Gas |  |  | Prequalified | Opt-In |  | 15 |  | Yes |  |  | 0 |  | 22.5 |  |  | 21.425 |  |  |  | 21.425 | [7 empty] | Yes | [14 empty] | Deferred | Yes | 15 |  | No | N/A
X | TRAGR2 - Component - TRAGR2 | [13 empty] | Reciprocating engines | [21 empty] | 5 x 4.5MW Gas Reciprocating engines with all ancillary equipment to be installed on the Trafford Power Site 132 Manchester Road, Carrington, Manchester, M31 4AY SJ 727 929
1 | TRAGR3 | T-4 | Capacity Auction | 2024 | Wainstones Energy Limited |  | Trafford Power Gas Reciprocating Engines Unit 3 | Carlton Power Limited | 01642714570 | mpankhurst@carltonpower.co.uk | Transmission | CMRS | New Build Generating CMU | Gas |  |  | Prequalified | Opt-In |  | 15 |  | Yes |  |  | 0 |  | 22.5 |  |  | 21.425 |  |  |  | 21.425 | [7 empty] | Yes | [14 empty] | Deferred | Yes | 15 |  | No | N/A
X | TRAGR3 - Component - TRAGR3 | [13 empty] | Reciprocating engines | [21 empty] | 5 x 4.5MW Gas Reciprocating engines with all ancillary equipment to be installed on the Trafford Power Site 132 Manchester Road, Carrington, Manchester, M31 4AY SJ 727 929
2 | TRNG24 | T-4 | Capacity Auction | 2024 | ARL 021 Limited |  | Tring Road | Arlington Energy Limited | 02071839115 | info@arlingtonenergy.co.uk | Distribution | Non CMRS | New Build Generating CMU | Gas |  |  | Not Prequalified | Opt-In |  | 15 |  | Yes | Yes |  | 475150 | Yes | 49.9 |  |  | 47.515 |  |  |  | 47.515 | [7 empty] | Yes | [14 empty] | Deferred
X | TRNG24 - Component - TRNG24 | [13 empty] | Reciprocating engines | [21 empty] | A gas fuelled generating station. Tring Road, Tring, HP23 4RA SP 870 172
1 | TUM124 | T-4 | Capacity Auction | 2024 | SSE Generation Limited |  | Tummel 1 | SSE plc | 01738453407 | CMSecondaryTrading@sse.com | Distribution | Non CMRS | Existing Generating CMU | Hydro |  |  | Prequalified | Opt-In |  | 1 |  |  |  |  | 0 |  | 18.452 |  |  | 16.789 |  |  |  | 16.789 | [7 empty] | No | No | Yes | Metering Option (a) (Supplier Settlement Metering Configuration Solution) | No |  |  | No | [7 empty] | No | N/A | 1 |  | Yes | 1
X | TUM124 - Component - TUMB-1 | [13 empty] | Hydro | [21 empty] | 1 x hydro turbine & synchronous generator Tummel Power Station, Pitlochry, Perthshire, PH16 5SB NN 763 590 | 1700051768929
2 | TUM224 | T-4 | Capacity Auction | 2024 | SSE Generation Limited |  | Tummel 2 | SSE plc | 01738453407 | CMSecondaryTrading@sse.com | Distribution | Non CMRS | Existing Generating CMU | Hydro |  |  | Prequalified | Opt-In |  | 1 |  |  |  |  | 0 |  | 17 |  |  | 15.468 |  |  |  | 15.468 | [7 empty] | No | No | Yes | Metering Option (a) (Supplier Settlement Metering Configuration Solution) | No |  |  | No | [7 empty] | No | N/A | 1 |  | Yes | 1
X | TUM224 - Component - TUMB-2 | [13 empty] | Hydro | [21 empty] | 1 x hydro turbine & synchronous generator Tummel Power Station, Pitlochry, Perthshire, PH16 5SB NN 763 590 | 1700051768947
1 | TYC222 | T-4 | Capacity Auction | 2024 | TY COCH ENERGY LIMITED |  | TYC111 | RE Projects Development Limited | 07858507631 | polina@repd.co.uk | Distribution | Non CMRS | New Build Generating CMU | Gas |  |  | Not Prequalified | Opt-In |  | 15 |  | Yes | Yes |  | 95220 |  | 10 |  |  | 9.522 |  |  |  | 9.522 | [7 empty] | Yes | [14 empty] | Deferred
X | TYC222 - Component - TYC111 | [13 empty] | Open Cycle Gas Turbine (OCGT) | [21 empty] | Gas fuelled generation plant Ty Coch Farm Greenfield Holywell CH87HT SJ 190 775
2 | TYSE05 | T-4 | Capacity Auction | 2024 | Veolia UK Limited |  | Tyseley ERF | VEOLIA ENVIRONNEMENT SA | 02078125000 | uk.veolia.capacitymarket.mailbox@veolia.com | Distribution | Non CMRS | Existing Generating CMU | Waste |  |  | Prequalified | Opt-In |  | 1 |  |  |  |  | 0 |  | 26.845 |  |  | 22.765 |  |  |  | 22.765 | [7 empty] | No | No | Yes | Metering Option (a) (Supplier Settlement Metering Configuration Solution) | No |  |  | No | [7 empty] | No | N/A | 1 |  | Yes | 1
X | TYSE05 - Component - TYSE05 | [13 empty] | Energy from Waste | [21 empty] | Municipal waste incineration plant located in Tyseley Birmingham. It is based on boilers supplying steam to a turbine-generator. Veolia Tyseley, James Road, Tyseley, Birmingham, B11 2BA SP106846
1 | UR2125 | T-4 | Capacity Auction | 2024 | URBAN RESERVE (ASSETCO) LIMITED |  | Dock Yard Power | Aggregated Micro Power Infrastructure 2 plc | 02073827800 | assetmanagement@ampplc.co.uk | Distribution | Non CMRS | New Build Generating CMU | Gas |  |  | Not Prequalified | Opt-In |  | 15 |  | Yes |  |  | 0 |  | 2.535 |  |  | 2.414 |  |  |  | 2.414 | [7 empty] | Yes | [14 empty] | Deferred
X | UR2125 - Component - UR2125 | [13 empty] | Reciprocating engines | [21 empty] | CMU consisting of a gas reciprocating engine and alternator OIL SITES ROAD NYNAS REFINERY ELLESMERE PORT CHESHIRE WEST CH65 4EF SJ 408 767
2 | UR9119 | T-4 | Capacity Auction | 2024 | URBAN RESERVE (ASSETCO) LIMITED |  | Grange Power | Aggregated Micro Power Infrastructure 2 plc | 02073827800 | assetmanagement@ampplc.co.uk | Distribution | Non CMRS | New Build Generating CMU | Gas |  |  | Prequalified | Opt-In |  | 15 |  | Yes |  |  | 24140 |  | 2.535 |  |  | 2.414 |  |  |  | 2.414 | [7 empty] | Yes | [14 empty] | Deferred | Yes | 15 |  | Yes | 15
X | UR9119 - Component - UR9119 | [13 empty] | Reciprocating engines | [21 empty] | CMU consisting of a gas reciprocating engine and alternator LAND AT HEATH BUSINESS PARK GRANGE WAY COLCHESTER ESSEX CO2 8GU TM 016 234
1 | UR9132 | T-4 | Capacity Auction | 2024 | URBAN RESERVE (ASSETCO) LIMITED |  | Enterprise Power | Aggregated Micro Power Infrastructure 2 plc | 02073827800 | assetmanagement@ampplc.co.uk | Distribution | Non CMRS | New Build Generating CMU | Gas |  |  | Prequalified | Opt-In |  | 15 |  | Yes |  |  | 47610 |  | 5 |  |  | 4.761 |  |  |  | 4.761 | [7 empty] | Yes | [14 empty] | Deferred | Yes | 15 |  | Yes | 15
X | UR9132 - Component - UR9132 | [13 empty] | Reciprocating engines | [21 empty] | CMU consisting of multiple gas reciprocating engines and alternators ENTERPRISE POWER 11 - 12 ENTERPRISE WAY WESTWOOD INDUSTRIAL ESTATE MARGATE CT9 4JA TR 359 687
2 | UR9141 | T-4 | Capacity Auction | 2024 | URBAN RESERVE (ASSETCO) LIMITED |  | Orchard Power | Aggregated Micro Power Infrastructure 2 plc | 02073827800 | assetmanagement@ampplc.co.uk | Distribution | Non CMRS | New Build Generating CMU | Gas |  |  | Prequalified | Opt-In |  | 15 |  | Yes |  |  | 38090 |  | 4 |  |  | 3.809 |  |  |  | 3.809 | [7 empty] | Yes | [14 empty] | Deferred | Yes | 15 |  | Yes | 15
X | UR9141 - Component - UR9141 | [13 empty] | Reciprocating engines | [21 empty] | CMU consisting of multiple reciprocating engines and alternators SOUTH CLOSE ROSYTON SG8 5UH TL 349 411
1 | UR9145 | T-4 | Capacity Auction | 2024 | URBAN RESERVE (ASSETCO) LIMITED |  | Brunswick Power | Aggregated Micro Power Infrastructure 2 plc | 02073827800 | assetmanagement@ampplc.co.uk | Distribution | Non CMRS | New Build Generating CMU | Gas |  |  | Prequalified | Opt-In |  | 15 |  | Yes |  |  | 38580 |  | 4.052 |  |  | 3.858 |  |  |  | 3.858 | [7 empty] | Yes | [14 empty] | Deferred | Yes | 15 |  | Yes | 15
X | UR9145 - Component - UR9145 | [13 empty] | Reciprocating engines | [21 empty] | CMU consisting of multiple reciprocating engines and alternators LAND AT L C P AUTOSURE BRIDGE ROAD ASHFORD TN23 1BB TQ 999 429
2 | UR9197 | T-4 | Capacity Auction | 2024 | URBAN RESERVE (ASSETCO) LIMITED |  | Howard Power | Aggregated Micro Power Infrastructure 2 plc | 02073827800 | assetmanagement@ampplc.co.uk | Distribution | Non CMRS | New Build Generating CMU | Gas |  |  | Prequalified | Opt-In |  | 15 |  | Yes |  |  | 0 |  | 4.561 |  |  | 4.343 |  |  |  | 4.343 | [7 empty] | Yes | [14 empty] | Deferred | Yes | 15 |  | No | N/A
X | UR9197 - Component - UR9197 | [13 empty] | Reciprocating engines | [21 empty] | CMU consisting of a gas reciprocating engine and alternator LAND ON THE NORTH SIDE OF HOWARD CHASE BASILDON SS14 3BD TQ 699 898
1 | UR9214 | T-4 | Capacity Auction | 2024 | URBAN RESERVE (ASSETCO) LIMITED |  | Westgate Power | Aggregated Micro Power Infrastructure 2 plc | 02073827800 | assetmanagement@ampplc.co.uk | Distribution | Non CMRS | New Build Generating CMU | Gas |  |  | Prequalified | Opt-In |  | 15 |  | Yes |  |  | 0 |  | 5.058 |  |  | 4.816 |  |  |  | 4.816 | [7 empty] | Yes | [14 empty] | Deferred | Yes | 15 |  | No | N/A
X | UR9214 - Component - UR9214 | [13 empty] | Reciprocating engines | [21 empty] | CMU consisting of multiple gas reciprocating engines and alternators LAND ON THE NORTH SIDE OF GALLEY HILL ROAD NORTHFLEET GRAVESEND DA11 9SW TQ 610 749
2 | UR9217 | T-4 | Capacity Auction | 2024 | URBAN RESERVE (ASSETCO) LIMITED |  | Elizabeth Power | Aggregated Micro Power Infrastructure 2 plc | 02073827800 | assetmanagement@ampplc.co.uk | Distribution | Non CMRS | New Build Generating CMU | Gas |  |  | Prequalified | Opt-In |  | 15 |  | Yes |  |  | 48160 |  | 5.058 |  |  | 4.816 |  |  |  | 4.816 | [7 empty] | Yes | [14 empty] | Deferred | Yes | 15 |  | Yes | 15
X | UR9217 - Component - UR9217 | [13 empty] | Reciprocating engines | [21 empty] | CMU consisting of multiple gas reciprocating engines and alternators LAND ON THE SOUTH SIDE OF ROYDON ROAD HARLOW CM19 5GH TL 424 098
1 | UR9221 | T-4 | Capacity Auction | 2024 | URBAN RESERVE (ASSETCO) LIMITED |  | Isabella Power | Aggregated Micro Power Infrastructure 2 plc | 02073827800 | assetmanagement@ampplc.co.uk | Distribution | Non CMRS | New Build Generating CMU | Gas |  |  | Prequalified | Opt-In |  | 15 |  | Yes |  |  | 47610 |  | 5 |  |  | 4.761 |  |  |  | 4.761 | [7 empty] | Yes | [14 empty] | Deferred | Yes | 15 |  | Yes | 15
X | UR9221 - Component - UR9221 | [13 empty] | Reciprocating engines | [21 empty] | CMU consisting of multiple gas reciprocating engines and alternators LAND ON BREDBURY WAY STOCKPORT SK6 2TF SJ 922 922
2 | UR9226 | T-4 | Capacity Auction | 2024 | URBAN RESERVE (ASSETCO) LIMITED |  | Rossiter Power | Aggregated Micro Power Infrastructure 2 plc | 02073827800 | assetmanagement@ampplc.co.uk | Distribution | Non CMRS | New Build Generating CMU | Gas |  |  | Prequalified | Opt-In |  | 15 |  | Yes |  |  | 24140 |  | 2.535 |  |  | 2.414 |  |  |  | 2.414 | [7 empty] | Yes | [14 empty] | Deferred | Yes | 15 |  | Yes | 15
X | UR9226 - Component - UR9226 | [13 empty] | Reciprocating engines | [21 empty] | CMU consisting of a gas reciprocating engine and alternator LAND AT MARSTON TRADING ESTATE WHITWORTH ROAD FROME SOMERSET BA11 4BY ST 774 470
1 | UR9235 | T-4 | Capacity Auction | 2024 | URBAN RESERVE (ASSETCO) LIMITED |  | Donn Power | Aggregated Micro Power Infrastructure 2 plc | 02073827800 | assetmanagement@ampplc.co.uk | Distribution | Non CMRS | New Build Generating CMU | Gas |  |  | Not Prequalified | Opt-In |  | 15 |  | Yes | Yes |  | 34160 | Yes | 3.588 |  |  | 3.416 |  |  |  | 3.416 | [7 empty] | Yes | [14 empty] | Deferred
X | UR9235 - Component - UR9235 | [13 empty] | Reciprocating engines | [21 empty] | CMU consisting of multiple gas reciprocating engines and alternators LAND BEING CAR PARK WIDOW HILL ROAD BURNLEY BB10 2BQ SD860344
2 | UR9263 | T-4 | Capacity Auction | 2024 | URBAN RESERVE (ASSETCO) LIMITED |  | Cowley Power | Aggregated Micro Power Infrastructure 2 plc | 02073827800 | assetmanagement@ampplc.co.uk | Distribution | Non CMRS | New Build Generating CMU | Gas |  |  | Prequalified | Opt-In |  | 15 |  | Yes |  |  | 34160 |  | 3.588 |  |  | 3.416 |  |  |  | 3.416 | [7 empty] | Yes | [14 empty] | Deferred | Yes | 15 |  | Yes | 15
X | UR9263 - Component - UR9263 | [13 empty] | Reciprocating engines | [21 empty] | CMU consisting of multiple gas reciprocating engines and alternators 7 COWLEY WAY CREWE CW1 6AE SJ 713 541
1 | UR9273 | T-4 | Capacity Auction | 2024 | URBAN RESERVE (ASSETCO) LIMITED |  | Postley Power | Aggregated Micro Power Infrastructure 2 plc | 02073827800 | assetmanagement@ampplc.co.uk | Distribution | Non CMRS | New Build Generating CMU | Gas |  |  | Not Prequalified | Opt-In |  | 15 |  | Yes | Yes |  | 48160 | Yes | 5.058 |  |  | 4.816 |  |  |  | 4.816 | [7 empty] | Yes | [14 empty] | Deferred
X | UR9273 - Component - UR9273 | [13 empty] | Reciprocating engines | [21 empty] | CMU consisting of multiple gas reciprocating engines and alternators UNITS A, B, C & D POSTLEY ROAD KEMPSTON BEDFORD MK42 7AG TL 030 466
2 | UR9279 | T-4 | Capacity Auction | 2024 | URBAN RESERVE (ASSETCO) LIMITED |  | Elms Power | Aggregated Micro Power Infrastructure 2 plc | 02073827800 | assetmanagement@ampplc.co.uk | Distribution | Non CMRS | New Build Generating CMU | Gas |  |  | Prequalified | Opt-In |  | 15 |  | Yes | Yes |  | 48160 |  | 5.058 |  |  | 4.816 |  |  |  | 4.816 | [7 empty] | Yes | [14 empty] | Deferred | Yes | 15 |  | Yes | 15
X | UR9279 - Component - UR9279 | [13 empty] | Reciprocating engines | [21 empty] | CMU consisting of multiple gas reciprocating engines and alternators LAND ON THE EAST SIDE OF EDISON ROAD ELMS FARM INDUSTRIAL ESTATE MK41 0HR TL 082 512
1 | UR9289 | T-4 | Capacity Auction | 2024 | URBAN RESERVE (ASSETCO) LIMITED |  | Nook Power | Aggregated Micro Power Infrastructure 2 plc | 02073827800 | assetmanagement@ampplc.co.uk | Distribution | Non CMRS | New Build Generating CMU | Gas |  |  | Not Prequalified | Opt-In |  | 15 |  | Yes | Yes |  | 48160 | Yes | 5.058 |  |  | 4.816 |  |  |  | 4.816 | [7 empty] | Yes | [14 empty] | Deferred
X | UR9289 - Component - UR9289 | [13 empty] | Reciprocating engines | [21 empty] | CMU consisting of multiple gas reciprocating engines and alternators STONE CROSS LANE GOLBORNE WA3 2SF SJ608975
2 | UR9291 | T-4 | Capacity Auction | 2024 | URBAN RESERVE (ASSETCO) LIMITED |  | Creekmoor Power | Aggregated Micro Power Infrastructure 2 plc | 02073827800 | assetmanagement@ampplc.co.uk | Distribution | Non CMRS | New Build Generating CMU | Gas |  |  | Not Prequalified | Opt-In |  | 15 |  | Yes | Yes |  | 38580 | Yes | 4.052 |  |  | 3.858 |  |  |  | 3.858 | [7 empty] | Yes | [14 empty] | Deferred
X | UR9291 - Component - UR9291 | [13 empty] | Reciprocating engines | [21 empty] | CMU consisting of multiple gas reciprocating engines and alternators 5 BALENA CLOSE CREEKMOOR BH17 7DG SZ002937
1 | UR9294 | T-4 | Capacity Auction | 2024 | URBAN RESERVE (ASSETCO) LIMITED |  | Langton Power | Aggregated Micro Power Infrastructure 2 plc | 02073827800 | assetmanagement@ampplc.co.uk | Distribution | Non CMRS | New Build Generating CMU | Gas |  |  | Not Prequalified | Opt-In |  | 15 |  | Yes | Yes |  | 24140 | Yes | 2.535 |  |  | 2.414 |  |  |  | 2.414 | [7 empty] | Yes | [14 empty] | Deferred
X | UR9294 - Component - UR9294 | [13 empty] | Reciprocating engines | [21 empty] | CMU consisting of a gas reciprocating engine and alternator PLOT 11 MID SUFFOLK BUSINESS PARK EYE IP23 7HU TM137753
2 | UR9295 | T-4 | Capacity Auction | 2024 | URBAN RESERVE (ASSETCO) LIMITED |  | Atlas Power | Aggregated Micro Power Infrastructure 2 plc | 02073827800 | assetmanagement@ampplc.co.uk | Distribution | Non CMRS | New Build Generating CMU | Gas |  |  | Not Prequalified | Opt-In |  | 15 |  | Yes | Yes |  | 48160 | Yes | 5.058 |  |  | 4.816 |  |  |  | 4.816 | [7 empty] | Yes | [14 empty] | Deferred
X | UR9295 - Component - UR9295 | [13 empty] | Reciprocating engines | [21 empty] | CMU consisting of multiple gas reciprocating engines and alternators UNITS 1 & 2 MARITIME ENTERPRISE PARK ATLAS ROAD BOOTLE L20 4DY SJ 334 954
1 | UR9297 | T-4 | Capacity Auction | 2024 | URBAN RESERVE (ASSETCO) LIMITED |  | Southdowns Power | Aggregated Micro Power Infrastructure 2 plc | 02073827800 | assetmanagement@ampplc.co.uk | Distribution | Non CMRS | New Build Generating CMU | Gas |  |  | Not Prequalified | Opt-In |  | 15 |  | Yes | Yes |  | 38580 | Yes | 4.052 |  |  | 3.858 |  |  |  | 3.858 | [7 empty] | Yes | [14 empty] | Deferred
X | UR9297 - Component - UR9297 | [13 empty] | Reciprocating engines | [21 empty] | CMU consisting of multiple gas reciprocating engines and alternators HEWDENS PLANT HIRE SOUTHDOWNS ROAD LEWES BN7 2WZ TQ 419 108
2 | UR9298 | T-4 | Capacity Auction | 2024 | URBAN RESERVE (ASSETCO) LIMITED |  | Rainham Power | Aggregated Micro Power Infrastructure 2 plc | 02073827800 | assetmanagement@ampplc.co.uk | Distribution | Non CMRS | New Build Generating CMU | Gas |  |  | Not Prequalified | Opt-In |  | 15 |  | Yes | Yes |  | 24140 | Yes | 2.535 |  |  | 2.414 |  |  |  | 2.414 | [7 empty] | Yes | [14 empty] | Deferred
X | UR9298 - Component - UR9298 | [13 empty] | Reciprocating engines | [21 empty] | CMU consisting of a gas reciprocating engine and alternator LAND ON MANOR WAY RAINHAM RM13 8RH TQ513825
1 | UR9299 | T-4 | Capacity Auction | 2024 | URBAN RESERVE (ASSETCO) LIMITED |  | Welwyn Power | Aggregated Micro Power Infrastructure 2 plc | 02073827800 | assetmanagement@ampplc.co.uk | Distribution | Non CMRS | New Build Generating CMU | Gas |  |  | Not Prequalified | Opt-In |  | 15 |  | Yes | Yes |  | 48160 | Yes | 5.058 |  |  | 4.816 |  |  |  | 4.816 | [7 empty] | Yes | [14 empty] | Deferred
X | UR9299 - Component - UR9299 | [13 empty] | Reciprocating engines | [21 empty] | CMU consisting of multiple gas reciprocating engines and alternators LAND ON THE WEST SIDE OF TEWIN ROAD WELWYN GARDEN CITY AL7 1BH TL245130
2 | UR9300 | T-4 | Capacity Auction | 2024 | URBAN RESERVE (ASSETCO) LIMITED |  | Claydon Power | Aggregated Micro Power Infrastructure 2 plc | 02073827800 | assetmanagement@ampplc.co.uk | Distribution | Non CMRS | New Build Generating CMU | Gas |  |  | Not Prequalified | Opt-In |  | 15 |  | Yes | Yes |  | 24140 | Yes | 2.535 |  |  | 2.414 |  |  |  | 2.414 | [7 empty] | Yes | [14 empty] | Deferred
X | UR9300 - Component - UR9300 | [13 empty] | Reciprocating engines | [21 empty] | CMU consisting of a gas reciprocating engine and alternator CLAYDON BUSINESS PARK GIPPING ROAD GREAT BLAKENHAM IPSWICH IP6 0NL TM124505
1 | UR9303 | T-4 | Capacity Auction | 2024 | URBAN RESERVE (ASSETCO) LIMITED |  | Braithwaite Power | Aggregated Micro Power Infrastructure 2 plc | 02073827800 | assetmanagement@ampplc.co.uk | Distribution | Non CMRS | New Build Generating CMU | Gas |  |  | Not Prequalified | Opt-In |  | 15 |  | Yes | Yes |  | 48160 | Yes | 5.058 |  |  | 4.816 |  |  |  | 4.816 | [7 empty] | Yes | [14 empty] | Deferred
X | UR9303 - Component - UR9303 | [13 empty] | Reciprocating engines | [21 empty] | CMU consisting of multiple gas reciprocating engines and alternators LAND ON THE SOUTH EAST SIDE OF LOCKFIELD AVENUE ENFIELD EN3 7PY TQ 366 974
2 | UR9304 | T-4 | Capacity Auction | 2024 | URBAN RESERVE (ASSETCO) LIMITED |  | Staines Power | Aggregated Micro Power Infrastructure 2 plc | 02073827800 | assetmanagement@ampplc.co.uk | Distribution | Non CMRS | New Build Generating CMU | Gas |  |  | Not Prequalified | Opt-In |  | 15 |  | Yes | Yes |  | 24140 | Yes | 2.535 |  |  | 2.414 |  |  |  | 2.414 | [7 empty] | Yes | [14 empty] | Deferred
X | UR9304 - Component - UR9304 | [13 empty] | Reciprocating engines | [21 empty] | CMU consisting of a gas reciprocating engine and alternator LAND ON THE SOUTH SIDE OF STAINES ROAD FELTHAM TW14 8RU TQ077731
1 | URB-02 | T-4 | Capacity Auction | 2024 | Vattenfall Wind Power Ltd |  | Battery@Ray | Vattenfall AB | 02074511150 | jake.dunn@vattenfall.com | Distribution | Non CMRS | New Build Generating CMU | Storage - Battery |  | Yes | Prequalified | Opt-In |  | 15 |  | Yes | Yes |  | 97240 |  | 20 |  |  | 9.724 |  |  |  | 9.724 | [7 empty] | Yes | [14 empty] | Deferred | Yes | 15 |  | Yes | 15
X | URB-02 - Component - URB-02 | [13 empty] | Storage (Duration 2h) | [21 empty] | A new build 20 MW / 2 hour battery storage facility. The construction of this new build generating CMU comprises site preparation; ground works for concrete raft foundations and cable trenching; installation of three containerised battery units; six inverter banks; associated 33kV transformer; switchgear and HV station. Ray Wind Farm, Kirkwhelpington, Newcastle upon Tyne, Northumberland NY 951 857
2 | US9001 | T-4 | Capacity Auction | 2024 | URBAN RESERVE (ASSETCO) LIMITED |  | Bates Power | Aggregated Micro Power Infrastructure 2 plc | 02073827800 | assetmanagement@ampplc.co.uk | Distribution | Non CMRS | New Build Generating CMU | Storage - Battery |  | Yes | Not Prequalified | Opt-In |  | 15 |  | Yes | Yes |  | 24590 | Yes | 5.058 |  |  | 2.459 |  |  |  | 2.459 | [7 empty] | Yes | [14 empty] | Deferred
X | US9001 - Component - US9001 | [13 empty] | Storage (Duration 2h) | [21 empty] | CMU consisting of multiple battery cells for electricity storage and the supply of electricity to the electricity grid LAND ADJOINING BATES ROAD QUAYSIDE INDUSTRIAL ESTATE MALDON CM9 5FA TL855078
1 | US9002 | T-4 | Capacity Auction | 2024 | URBAN RESERVE (ASSETCO) LIMITED |  | Glowhouse Power | Aggregated Micro Power Infrastructure 2 plc | 02073827800 | assetmanagement@ampplc.co.uk | Distribution | Non CMRS | New Build Generating CMU | Storage - Battery |  | Yes | Not Prequalified | Opt-In |  | 15 |  | Yes | Yes |  | 24590 | Yes | 5.058 |  |  | 2.459 |  |  |  | 2.459 | [7 empty] | Yes | [14 empty] | Deferred
X | US9002 - Component - US9002 | [13 empty] | Storage (Duration 2h) | [21 empty] | CMU consisting of multiple battery cells for electricity storage and the supply of electricity to the electricity grid 135 CLYDESDALE PLACE MOSS SIDE INDUSTRIAL ESTATE LEYLAND PR26 7QS SD525227
2 | US9006 | T-4 | Capacity Auction | 2024 | URBAN RESERVE (ASSETCO) LIMITED |  | Coronation Power | Aggregated Micro Power Infrastructure 2 plc | 02073827800 | assetmanagement@ampplc.co.uk | Distribution | Non CMRS | New Build Generating CMU | Storage - Battery |  | Yes | Not Prequalified | Opt-In |  | 15 |  | Yes | Yes |  | 24590 | Yes | 5.058 |  |  | 2.459 |  |  |  | 2.459 | [7 empty] | Yes | [14 empty] | Deferred
X | US9006 - Component - US9006 | [13 empty] | Storage (Duration 2h) | [21 empty] | CMU consisting of multiple battery cells for electricity storage and the supply of electricity to the electricity grid LAND ON THE EAST SIDE OF CORONATION SQUARE ARDWICK M12 6EL SJ854976
1 | US9017 | T-4 | Capacity Auction | 2024 | URBAN RESERVE (ASSETCO) LIMITED |  | Cranborne Power | Aggregated Micro Power Infrastructure 2 plc | 02073827800 | assetmanagement@ampplc.co.uk | Distribution | Non CMRS | New Build Generating CMU | Storage - Battery |  | Yes | Not Prequalified | Opt-In |  | 15 |  | Yes | Yes |  | 24590 | Yes | 5.058 |  |  | 2.459 |  |  |  | 2.459 | [7 empty] | Yes | [14 empty] | Deferred
X | US9017 - Component - US9017 | [13 empty] | Storage (Duration 2h) | [21 empty] | CMU consisting of multiple battery cells for electricity storage and the supply of electricity to the electricity grid LAND AND BUILDINGS ON THE SOUTH EAST SIDE AND ON THE NORTH WEST SIDE OF CRANBORNE ROAD POTTERS BAR EN6 3JF TL242022
2 | US9018 | T-4 | Capacity Auction | 2024 | URBAN RESERVE (ASSETCO) LIMITED |  | Letchworth Power | Aggregated Micro Power Infrastructure 2 plc | 02073827800 | assetmanagement@ampplc.co.uk | Distribution | Non CMRS | New Build Generating CMU | Storage - Battery |  | Yes | Not Prequalified | Opt-In |  | 15 |  | Yes | Yes |  | 24590 | Yes | 5.058 |  |  | 2.459 |  |  |  | 2.459 | [7 empty] | Yes | [14 empty] | Deferred
X | US9018 - Component - US9018 | [13 empty] | Storage (Duration 2h) | [21 empty] | CMU consisting of multiple battery cells for electricity storage and the supply of electricity to the electricity grid LAND AT DUNHAMS LANE LETCHWORTH GARDEN CITY SG6 1JH TL 229 332
1 | VDG004 | T-4 | Capacity Auction | 2024 | VPI Immingham Energy Park A Limited |  | VPI Energy Park A | VPI Holding Limited | 02038375787 | EMR@vpi-i.com | Transmission | CMRS | New Build Generating CMU | Gas |  |  | Prequalified | Opt-In |  | 15 |  | Yes |  |  | 0 |  | 49.9 |  |  | 47.515 |  |  |  | 47.61 | [7 empty] | Yes | [14 empty] | Deferred | Yes | 15 |  | No | N/A
X | VDG004 - Component - VDG004 | [13 empty] | Reciprocating engines | [21 empty] | New build gas reciprocating multi-engine generating plant Rosper Road Immingham North Lincolnshire DN40 3DZ TA 168 175
2 | vent03 | T-4 | Capacity Auction | 2024 | Shovel Ready 7 Limited |  | Venture Road | Morpheat Limited | 02070421100 | info@agr-group.co.uk | Distribution | Non CMRS | Existing Generating CMU | Gas |  |  | Prequalified | Opt-In |  | 1 |  |  |  |  | 0 |  | 8.5 |  |  | 8.094 |  |  |  | 8.094 | [7 empty] | No | No | Yes | Metering Option (a) (Supplier Settlement Metering Configuration Solution) | No |  |  | No | [7 empty] | No | N/A | 1 |  | Yes | 1
X | vent03 - Component - vent02 | [13 empty] | Reciprocating engines | [21 empty] | Containerized high speed gas-fired reciprocating engines with transformers, switchgear and associated control gear Land off of Venture Road, Fleetwood, Lancashire, FY7 8RS SD 332 447
1 | VI7026 | T-4 | Capacity Auction | 2024 | GFPII Limited |  | VI026 |  | 01675437777 | secondarytrading@viridispower.co.uk | Distribution | CMRS | New Build Generating CMU | Gas |  |  | Not Prequalified | Opt-In |  | 15 |  | Yes | Yes |  | 190440 | Yes | 20 |  |  | 19.044 |  |  |  | 19.044 | [7 empty] | Yes | [14 empty] | Deferred
X | VI7026 - Component - VI7026 | [13 empty] | Reciprocating engines | [21 empty] | Gas fired reciprocating engines. Fire Station Lane, Avonmouth, Bristol, BS11 9EH ST 517 786
2 | VID100 | T-4 | Capacity Auction | 2024 | INOVYN ChlorVinyls Limited |  | RuncornERF - Phase 2 | Inovyn Limited | 01928516645 | shaun.maher@inovyn.com | Transmission | CMRS | Existing Generating CMU | Waste |  |  | Rejected | Opt-In |  | 1 |  |  |  |  | 0 |  | 47 |  |  | 39.856 |  |  |  | 39.856 | [7 empty] | No |  |  |  | No | [10 empty] | Provided
X | VID100 - Component - EFRUN | [13 empty] | Energy from Waste | [21 empty] | Existing energy from waste generation unit in operation from February 2015. Site is located on Barlow Way Runcorn and electricity is exported to Inovyn ChlorVinyls manufacturing operations. Runcorn ERF, Barlow Way, Runcorn, Cheshire WA7 4HG SJ 497 816
1 | VIK_20 | T-4 | Capacity Auction | 2024 | NATIONAL GRID VIKING LINK LIMITED |  | VIK | National Grid Interconnector Holdings Limited | 07768490808 | Diane.Green@nationalgrid.com | Transmission | CMRS | New Build Interconnector CMU | Interconnector |  |  | Prequalified | Opt-In |  | 1 |  |  |  |  | 0 |  | 1500 |  |  | 728 |  |  |  | 780 | [7 empty] | Yes | [14 empty] | Deferred | Yes | 1 |  | Yes | 1
X | VIK_20 - Component - n/a | [13 empty] | VikingLink (Denmark) | [21 empty] | HVDC interconnector between GB and Danish transmission systems. Viking Link will involve the construction of two converter stations, sited in GB and Denmark. At the converter stations, alternating current electricity from the sending end is converted to direct current electricity and transmitted through the cables. The direct current electricity will be converted into alternating current at the receiving end, before it is transmitted to consumers via the onshore electricity networks in GB and Denmark. In GB, the grid connection point for Viking Link is at Bicker Fen substation. The converter station at North Ing Drove is 2km from the substation which is connected via AC underground cables. From the converter station, the British onshore section covers 68km of HVDC underground cable to the landfall point of Boygrift which marks the beginning of the offshore route. The marine section of the link has a total of 621km from Boygrift to the Danish landing point of Blaabjerg through British, Dutch, German and Danish waters. From the Danish landfall point in Blaabjerg the Danish onshore section of Viking Link covers 76km of HVDC underground cable to the converter station which is adjacent to the Revsing substation. Viking Link, Bicker Fen Converter Station, North Ing Drove, Donnington, Spalding, Lincolnshire, PE11 4XY TF 185 371
2 | VILLA4 | T-4 | Capacity Auction | 2024 | AMPIL 2 ASSET LIMITED |  | VILLA4 | Aggregated Micro Power Infrastructure 2 Plc | 02073827800 | assetmanagement@ampplc.co.uk | Distribution | Non CMRS | Existing Generating CMU | Gas |  |  | Prequalified | Opt-In |  | 1 |  |  |  |  | 0 |  | 2.8 |  |  | 2.666 |  |  |  | 2.666 | [7 empty] | No | No | No | Metering Option (b) (Bespoke Metering Configuration Solution) | Yes | No |  |  |  | Yes |  | Type 3 metering has been installed in accordance with Schedule 7 of the Capacity Market Rules. | Yes |  |  | Provided | N/A | 1 |  | Yes | 1
X | VILLA4 - Component - VILLA4 | [13 empty] | Reciprocating engines | [21 empty] | A generating station consisting on multiple reciprocating engines and alternators located on a single site Villa Nursery, Reeves Lane, Roydon, Harlow, Essex, CM19 5LE TL 416 078
1 | VIT208 | T-4 | Capacity Auction | 2024 | VITAL ENERGI SOLUTIONS LIMITED |  |  | Vital Holdings Limited | 01254296000 | sales@vitalenergi.co.uk | Distribution | Non CMRS | Existing Generating CMU | Gas |  |  | Prequalified | Opt-In |  | 1 |  |  |  |  | 0 |  | 3.819 |  |  | 3.437 |  |  |  | 3.578 | [7 empty] | No | No | No | Metering Option (b) (Bespoke Metering Configuration Solution) | Yes | Yes | CHPQA reporting |  |  | Yes |  | Class 0.5 | Yes |  |  | Provided | N/A | 1 |  | Yes | 1
X | VIT208 - Component - 000001 | [13 empty] | Combined Heat and Power (CHP) | [21 empty] | A Packaged 3.976MW, 11kV natural gas fired reciprocating engine CHP Ninewells Hospital, Dundee, DD2 1UB NO364304
2 | VIT301 | T-4 | Capacity Auction | 2024 | VITAL ENERGI SOLUTIONS LIMITED |  | DRK | Vital Holdings Limited | 01254296000 | sales@vitalenergi.co.uk | Distribution | Non CMRS | New Build Generating CMU | Waste |  |  | Not Prequalified | Opt-In |  | 15 |  |  | Yes |  | 105150 |  | 12.4 |  |  | 10.515 |  |  |  | 15.267 | [7 empty] | Yes | [14 empty] | Deferred
X | VIT301 - Component - VIT301 | [13 empty] | Energy from Waste | [21 empty] | VIT301 - 18MW Steam Turbine at Drakelow Energy Generation Facility, Walton Road, Burton upon Trent, DE15 9UA Drakelow Energy Generation Facility, Walton Road, Burton upon Trent, DE15 9UA SK232198
1 | VIT302 | T-4 | Capacity Auction | 2024 | VITAL ENERGI SOLUTIONS LIMITED |  | CQH | Vital Holdings Limited | 01254296000 | sales@vitalenergi.co.uk | Distribution | Non CMRS | New Build Generating CMU | Gas |  |  | Prequalified | Opt-In |  | 15 |  |  |  |  | 0 |  | 3.324 |  |  | 2.993 |  |  |  | 3.024 | [7 empty] | Yes | [14 empty] | Deferred | Yes | 12 |  | Yes | 12
X | VIT302 - Component - VIT302 | [13 empty] | Combined Heat and Power (CHP) | [21 empty] | A 3.36MW gas fired reciprocating engine CHP. Energy Centre, Lower Mosley Street, Manchester M2 3GX SJ836976
2 | VIT303 | T-4 | Capacity Auction | 2024 | VITAL ENERGI SOLUTIONS LIMITED |  | COV | Vital Holdings Limited | 01254296000 | sales@vitalenergi.co.uk | Distribution | Non CMRS | New Build Generating CMU | Gas |  |  | Prequalified | Opt-In |  | 15 |  |  |  |  | 0 |  | 3.326 |  |  | 2.993 |  |  |  | 3.024 | [7 empty] | Yes | [14 empty] | Deferred | Yes | 11 |  | Yes | 11
X | VIT303 - Component - VIT303 | [13 empty] | Combined Heat and Power (CHP) | [21 empty] | VIT303 - CHP unit at Energy Facilities Building, Walsgrave Hospital, Clifford Bridge Road, Coventry, CV2 2DX Energy Facilities Building, Walsgrave Hospital, Clifford Bridge Road, Coventry, CV2 2DX SP384806
1 | VIT304 | T-4 | Capacity Auction | 2024 | VITAL ENERGI SOLUTIONS LIMITED |  | IMP | Vital Holdings Limited | 01254296000 | sales@vitalenergi.co.uk | Distribution | Non CMRS | Existing Generating CMU | Gas |  |  | Prequalified | Opt-In |  | 1 |  |  |  |  | 0 |  | 8.91 |  |  | 8.02 |  |  |  | 8.1 | [7 empty] | Yes | [14 empty] | Deferred | N/A | 1 |  | Yes | 1
X | VIT304 - Component - VT304A | [13 empty] | Combined Heat and Power (CHP) | [21 empty] | A 4.5MW gas fired reciprocating engine CHP (Engine 1). Imperial College London, South Kensington Campus, SW7 2AZ TQ 266 793
X | VIT304 - Component - VT304B | [13 empty] | Combined Heat and Power (CHP) | [21 empty] | A 4.5MW gas fired reciprocating engine CHP (Engine 2). Imperial College London, South Kensington Campus, SW7 2AZ TQ266793
2 | VKIN24 | T-4 | Capacity Auction | 2024 | Whitetower Energy Limited |  | Viking Power | Whitetower Holdings UK Limited | 07740634428 | michael.strutt@wtenergyltd.com | Distribution | Non CMRS | Existing Generating CMU | Gas |  |  | Prequalified | Opt-In |  | 1 |  |  |  |  | 0 |  | 49.009 |  |  | 46.666 |  |  |  | 46.666 | [7 empty] | No | No | Yes | Metering Option (a) (Supplier Settlement Metering Configuration Solution) | No |  |  | No | [7 empty] | No | N/A | 1 |  | Yes | 1
X | VKIN24 - Component - Turb-1 | [13 empty] | Open Cycle Gas Turbine (OCGT) | [21 empty] | Existing OCGT Adjacent to Seal Sand Bulk Storage Facility Seal Sands Stockton-on-Tees Cleveland TS2 1UB NZ517238
1 | VPB001 | T-4 | Capacity Auction | 2024 | VPI Immingham B Limited |  | VPI B OCGT | VPI Holding Limited | 02038375787 | EMR@vpi-i.com | Transmission | CMRS | New Build Generating CMU | Gas |  |  | Prequalified | Opt-In |  | 15 |  | Yes |  |  | 0 |  | 299 |  |  | 284.708 |  |  |  | 284.708 | [7 empty] | Yes | [14 empty] | Deferred | Yes | 15 |  | No | N/A
X | VPB001 - Component - VPB001 | [13 empty] | Open Cycle Gas Turbine (OCGT) | [21 empty] | New build open cycle gas turbine Rosper Road Immingham North Lincolnshire DN40 3DZ TA 167 174
2 | W20199 | T-4 | Capacity Auction | 2024 | SpectrumReserve3 Ltd |  | Wishaw |  | 02082399917 | info@gridcodepower.com | Distribution | Non CMRS | New Build Generating CMU | Storage - Battery |  | Yes | Not Prequalified | Opt-In |  | 15 |  | Yes | Yes |  | 0 |  | 29.9 |  |  | 7.406 |  |  |  | 7.406 | [7 empty] | Yes | [14 empty] | Deferred
X | W20199 - Component - W299MW | [13 empty] | Storage (Duration 1h) | [21 empty] | The facility consists of a lithium Ion battery storage system capable of importing, storing and exporting electricity. It connects to SPEN’s 33kV distribution network at 33kV Land at Netherton Street, Netherton, Wishaw, North Lanarkshire, Scotland, ML2 0EF, United Kingdom NS 785 545
1 | W20499 | T-4 | Capacity Auction | 2024 | SpectrumReserve3 Ltd |  | Wishaw |  | 02082399917 | info@gridcodepower.com | Distribution | Non CMRS | New Build Generating CMU | Storage - Battery |  | Yes | Not Prequalified | Opt-In |  | 15 |  | Yes | Yes |  | 0 | Yes | 20 |  |  | 4.954 |  |  |  | 4.954 | [7 empty] | Yes | [14 empty] | Deferred
X | W20499 - Component - W-20MW | [13 empty] | Storage (Duration 1h) | [21 empty] | The facility consists of a lithium Ion battery storage system capable of importing, storing and exporting electricity. It connects to SPEN’s 33kV distribution network at 33kV Land at Netherton Street, Netherton, Wishaw, North Lanarkshire, Scotland, ML2 0EF, United Kingdom NS 785 545
2 | W42020 | T-4 | Capacity Auction | 2024 | W4B Renewable Energy Limited |  | W4B 2020 16MW | Peak Gen Top Co Limited | 01926336127 | jfairchild@peakgen.com | Distribution | Non CMRS | Existing Generating CMU | Diesel |  |  | Rejected | Opt-In |  | 1 |  |  |  |  | 0 |  | 16 |  |  | 15.235 |  |  |  | 15.235 | [7 empty] | Yes | [14 empty] | Deferred
X | W42020 - Component - W42020 | [13 empty] | Reciprocating engines | [21 empty] | The CMU component is net of the auxiliary power required Batleys Cash and Carry Talbot Road Fareham PO15 5RY SU 532 068
1 | WA1-20 | T-4 | Capacity Auction | 2024 | EDF Energy (Thermal Generation) Limited |  | West Burton A Power Station CMU 1 | EDF Energy Holdings Limited | 01452652745 | EDFEnergyCMSecondaryTrading@edfenergy.com | Transmission | CMRS | Existing Generating CMU |  |  |  |  | Opt-Out | Closed down, decommissioned or otherwise non-operational by the start of the relevant Delivery Year | [14 empty] | 426.544 | [7 empty] | No |  |  |  | No | [10 empty] | N/A
X | WA1-20 - Component - T_WBUPS-1 | [13 empty] | Coal | [21 empty] | West Burton A Power Station CMU 1 WA1-20 = 100% (T_WBUPS-1) + 25% (E_WBUPS-STX) EDF Energy (Thermal Generation) Limited, West Burton A Power Station, West Burton, Retford, Nottinghamshire, DN22 9BL SK 792 855
2 | WA2-20 | T-4 | Capacity Auction | 2024 | EDF Energy (Thermal Generation) Limited |  | West Burton A Power Station CMU 2 | EDF Energy Holdings Limited | 01452652745 | EDFEnergyCMSecondaryTrading@edfenergy.com | Transmission | CMRS | Existing Generating CMU |  |  |  |  | Opt-Out | Closed down, decommissioned or otherwise non-operational by the start of the relevant Delivery Year | [14 empty] | 426.544 | [7 empty] | No |  |  |  | No | [10 empty] | N/A
X | WA2-20 - Component - T_WBUPS-2 | [13 empty] | Coal | [21 empty] | West Burton A Power Station CMU 2 WA2-20 = 100% (T_WBUPS-2) + 25% (E_WBUPS-STX) EDF Energy (Thermal Generation) Limited, West Burton A Power Station, West Burton, Retford, Nottinghamshire, DN22 9BL SK 792 855
1 | WA3-20 | T-4 | Capacity Auction | 2024 | EDF Energy (Thermal Generation) Limited |  | West Burton A Power Station CMU 3 | EDF Energy Holdings Limited | 01452652745 | EDFEnergyCMSecondaryTrading@edfenergy.com | Transmission | CMRS | Existing Generating CMU |  |  |  |  | Opt-Out | Closed down, decommissioned or otherwise non-operational by the start of the relevant Delivery Year | [14 empty] | 426.544 | [7 empty] | No |  |  |  | No | [10 empty] | N/A
X | WA3-20 - Component - T_WBUPS-3 | [13 empty] | Coal | [21 empty] | West Burton A Power Station CMU 3 WA3-20 = 100% (T_WBUPS-3) + 25% (E_WBUPS-STX) EDF Energy (Thermal Generation) Limited, West Burton A Power Station, West Burton, Retford, Nottinghamshire, DN22 9BL SK 792 855
2 | WA4-20 | T-4 | Capacity Auction | 2024 | EDF Energy (Thermal Generation) Limited |  | West Burton A Power Station CMU 4 | EDF Energy Holdings Limited | 01452652745 | EDFEnergyCMSecondaryTrading@edfenergy.com | Transmission | CMRS | Existing Generating CMU |  |  |  |  | Opt-Out | Closed down, decommissioned or otherwise non-operational by the start of the relevant Delivery Year | [14 empty] | 426.544 | [7 empty] | No |  |  |  | No | [10 empty] | N/A
X | WA4-20 - Component - T_WBUPS-4 | [13 empty] | Coal | [21 empty] | West Burton A Power Station CMU 4 WA4-20= 100% (T_WBUPS-4) + 25% (E_WBUPS-STX) EDF Energy (Thermal Generation) Limited, West Burton A Power Station, West Burton, Retford, Nottinghamshire, DN22 9BL SK 792 855
1 | WARR20 | T-4 | Capacity Auction | 2024 | Warrington Power Limited |  | Warrington Power | Woodlawn Power Limited | 02920547206 | matthew.tucker@welshpower.com | Distribution | Non CMRS | Existing Generating CMU | Gas |  |  | Prequalified | Opt-In |  | 1 |  |  |  |  | 0 |  | 15.8 |  |  | 15.045 |  |  |  | 15.235 | [7 empty] | Yes | [14 empty] | Deferred | N/A | 1 |  | Yes | 1
X | WARR20 - Component - NGSTORWRNG219 | [13 empty] | Reciprocating engines | [21 empty] | 16 MW power plant comprising gas reciprocating engines. The power plant is connected to the local distribution network and local gas network. 1020 Slutchers Lane, Centre Park, Warrington, WA1 1QL SJ 602 875
2 | WB1-20 | T-4 | Capacity Auction | 2024 | EDF Energy (Thermal Generation) Limited |  | West Burton B Power Station CMU 1 | EDF Energy Holdings Limited | 01452652745 | EDFEnergyCMSecondaryTrading@edfenergy.com | Transmission | CMRS | Existing Generating CMU | Gas |  |  | Prequalified | Opt-In |  | 1 |  |  |  |  | 0 |  | 461.5 |  |  | 415.35 |  |  |  | 423 | [7 empty] | No |  |  |  | No | [10 empty] | No | N/A | 1 |  | Yes | 1
X | WB1-20 - Component - T_WBURB-1 | [13 empty] | Combined Cycle Gas Turbine (CCGT) | [21 empty] | West Burton B Power Station CMU 1 WB1-20= 100% T_WBURB-1 EDF Energy (Thermal Generation) Limited, West Burton B Power Station, West Burton, Retford, Nottinghamshire, DN22 9BL SK 801 859
1 | WB2-20 | T-4 | Capacity Auction | 2024 | EDF Energy (Thermal Generation) Limited |  | West Burton B Power Station CMU 2 | EDF Energy Holdings Limited | 01452652745 | EDFEnergyCMSecondaryTrading@edfenergy.com | Transmission | CMRS | Existing Generating CMU | Gas |  |  | Prequalified | Opt-In |  | 1 |  |  |  |  | 0 |  | 461.5 |  |  | 415.35 |  |  |  | 423 | [7 empty] | No |  |  |  | No | [10 empty] | No | N/A | 1 |  | Yes | 1
X | WB2-20 - Component - T_WBURB-2 | [13 empty] | Combined Cycle Gas Turbine (CCGT) | [21 empty] | West Burton B Power Station CMU 2 WB2-20= 100% T_WBURB-2 EDF Energy (Thermal Generation) Limited, West Burton B Power Station, West Burton, Retford, Nottinghamshire, DN22 9BL SK 801 859
2 | WB3-20 | T-4 | Capacity Auction | 2024 | EDF Energy (Thermal Generation) Limited |  | West Burton B Power Station CMU 3 | EDF Energy Holdings Limited | 01452652745 | EDFEnergyCMSecondaryTrading@edfenergy.com | Transmission | CMRS | Existing Generating CMU | Gas |  |  | Prequalified | Opt-In |  | 1 |  |  |  |  | 0 |  | 461.5 |  |  | 415.35 |  |  |  | 423 | [7 empty] | No |  |  |  | No | [10 empty] | No | N/A | 1 |  | Yes | 1
X | WB3-20 - Component - T_WBURB-3 | [13 empty] | Combined Cycle Gas Turbine (CCGT) | [21 empty] | West Burton B Power Station CMU 3 WB3-20= 100% T_WBURB-3 EDF Energy (Thermal Generation) Limited, West Burton B Power Station, West Burton, Retford, Nottinghamshire, DN22 9BL SK 801 859
1 | WCSE19 | T-4 | Capacity Auction | 2024 | CSE19 Limited |  | Warley20 | Clearstone Energy Limited | 02038686600 | info@clearstoneenergy.com | Transmission | CMRS | New Build Generating CMU | Gas |  |  | Not Prequalified | Opt-In |  | 15 |  | Yes |  |  | 461820 | Yes | 48.5 |  |  | 46.182 |  |  |  | 47.134 | [7 empty] | Yes | [14 empty] | Deferred
X | WCSE19 - Component - WCSE19 | [13 empty] | Reciprocating engines | [21 empty] | The proposed power plant would consist of a number new highly efficient gas fired generating units plus ancillary equipment. Each genset is based on advanced reciprocating engine technology. Clay Tye Rd, Cranham, London Borough of Havering, RM14 3PL, United Kingdom TQ 597 861
2 | WELK10 | T-4 | Capacity Auction | 2024 | Welkin Mill Power Limited |  | Welkin Mill 1 | Noriker Power Ltd | 01452541746 | admin@noriker.co.uk | Distribution | Non CMRS | New Build Generating CMU | Storage - Battery |  | Yes | Not Prequalified | Opt-In |  | 15 |  |  |  |  | 0 |  | 10 |  |  | 2.477 |  |  |  | 2.477 | [7 empty] | Yes | [14 empty] | Deferred
X | WELK10 - Component - WELK1B | [13 empty] | Storage (Duration 1h) | [21 empty] | A 10MW New Build Battery Storage site comprising the aggregated capacity of mobile battery units present on the site for the delivery of the CMU capacity Land to West of Welkin mill, Welkin Rd, Lower Bredbury, Stockport, SK6 2BH SJ910913
1 | WELK20 | T-4 | Capacity Auction | 2024 | Welkin Mill Power Limited |  | Welkin Mill 1 | Noriker Power Ltd | 01452541746 | admin@noriker.co.uk | Distribution | Non CMRS | New Build Generating CMU | Storage - Battery |  | Yes | Not Prequalified | Opt-In |  | 15 |  |  |  |  | 0 |  | 30 |  |  | 7.431 |  |  |  | 7.431 | [7 empty] | Yes | [14 empty] | Deferred
X | WELK20 - Component - WELK1A | [13 empty] | Storage (Duration 1h) | [21 empty] | A 30MW New Build Battery Storage site Land to West of Welkin mill, Welkin Rd, Lower Bredbury, Stockport, SK6 2BH SJ910913
2 | WERL_1 | T-4 | Capacity Auction | 2024 | Westfield Energy Recovery Limited |  | Westfield EfW | BROCKWELL ENERGY LIMITED | 01313700000 | enquiries@brockwellenergy.co.uk | Distribution | Non CMRS | New Build Generating CMU | Waste |  |  | Prequalified | Opt-In |  | 15 |  | Yes | Yes |  | 0 |  | 22.401 |  |  | 18.996 |  |  |  | 18.996 | [7 empty] | Yes | [14 empty] | Deferred | No | 15
X | WERL_1 - Component - WERL01 | [13 empty] | Energy from Waste | [21 empty] | Energy Recovery Facility burning waste Westfield Energy Recovery Limited, Lochgelly, Fife. NT 199 982
1 | WESTON | T-4 | Capacity Auction | 2024 | SSE Energy Supply Limited |  | Weston Point CHP | SSE plc | 01738453407 | CMSecondaryTrading@sse.com | Distribution | Non CMRS | Existing Generating CMU |  |  |  |  | Opt-Out | Closed down, decommissioned or otherwise non-operational by the start of the relevant Delivery Year | [14 empty] | 35.171 | [7 empty] | No | No | Yes | Metering Option (a) (Supplier Settlement Metering Configuration Solution) | No |  |  | No | [7 empty] | N/A
X | WESTON - Component - WSTNPT | [13 empty] | Open Cycle Gas Turbine (OCGT) | [21 empty] | 1 x OCGT Weston Point CHP, INEOS Salt Works, Mersey View Road, Weston Point, Runcorn, WA7 4HB SJ497817
2 | WG1-20 | T-4 | Capacity Auction | 2024 | EDF Energy (Thermal Generation) Limited |  | West Burton A Power Station Gas Turbine CMU 1 | EDF Energy Holdings Limited | 01452652745 | EDFEnergyCMSecondaryTrading@edfenergy.com | Transmission | CMRS | Existing Generating CMU |  |  |  |  | Opt-Out | Closed down, decommissioned or otherwise non-operational by the start of the relevant Delivery Year | [14 empty] | 19.044 | [7 empty] | No |  |  |  | No | [10 empty] | N/A
X | WG1-20 - Component - T_WBUGT-1 | [13 empty] | Open Cycle Gas Turbine (OCGT) | [21 empty] | West Burton A Power Station Gas Turbine CMU 1 WG1-20 = 100% T_WBUGT-1 EDF Energy (Thermal Generation) Limited, West Burton A Power Station, West Burton, Retford, Nottinghamshire, DN22 9BL SK 792 855
1 | WG4-20 | T-4 | Capacity Auction | 2024 | EDF Energy (Thermal Generation) Limited |  | West Burton A Power Station Gas Turbine CMU 4 | EDF Energy Holdings Limited | 01452652745 | EDFEnergyCMSecondaryTrading@edfenergy.com | Transmission | CMRS | Existing Generating CMU |  |  |  |  | Opt-Out | Closed down, decommissioned or otherwise non-operational by the start of the relevant Delivery Year | [14 empty] | 19.044 | [7 empty] | No |  |  |  | No | [10 empty] | N/A
X | WG4-20 - Component - T_WBUGT-4 | [13 empty] | Open Cycle Gas Turbine (OCGT) | [21 empty] | West Burton A Power Station Gas Turbine CMU 4 WG4-20= 100%T_WBUGT-4 EDF Energy (Thermal Generation) Limited, West Burton A Power Station, West Burton, Retford, Nottinghamshire, DN22 9BL SK 792 855
2 | WHAR20 | T-4 | Capacity Auction | 2024 | Wharf Power Limited |  | Wharf Power | Red Poll Power Limited | 02920547206 | matthew.tucker@welshpower.com | Distribution | Non CMRS | Existing Generating CMU | Gas |  |  | Prequalified | Opt-In |  | 1 |  |  |  |  | 0 |  | 15.8 |  |  | 15.045 |  |  |  | 15.235 | [7 empty] | Yes | [14 empty] | Deferred | N/A | 1 |  | Yes | 1
X | WHAR20 - Component - NGSTORWHRF202 | [13 empty] | Reciprocating engines | [21 empty] | 16 MW power plant comprising gas reciprocating engines. The power plant is connected to the local distribution network and local gas network. Mersey Wharf Business Park, Dock Road South, Bromborough Pool, Wirral, Merseyside, CH62 4SU SJ 352 843
1 | WHI024 | T-4 | Capacity Auction | 2024 | HD144WHI LTD |  | Whitegate | Harbour Energy Development Ltd | 02039181382 | info@harbourenergy.co.uk | Transmission | CMRS | New Build Generating CMU | Gas |  |  | Not Prequalified | Opt-In |  | 15 |  | Yes |  |  | 475150 | Yes | 49.9 |  |  | 47.515 |  |  |  | 47.515 | [7 empty] | Yes | [14 empty] | Deferred
X | WHI024 - Component - WHI024 | [13 empty] | Reciprocating engines | [21 empty] | A New Build Gas fuelled power plant. Land at Whitegate Substation, Broadgate, Oldham, OL9 9XA SD 889 035
2 | WINC12 | T-4 | Capacity Auction | 2024 | Wincham Lane Power Limited |  | WINCHAM | Rydberg Development Company Limited | 02072017165 | PowerOps@HartreePartners.com | Distribution | Non CMRS | New Build Generating CMU | Gas |  |  | Prequalified | Opt-In |  | 15 |  | Yes |  |  | 0 |  | 20 |  |  | 19.044 |  |  |  | 19.044 | [7 empty] | Yes | [14 empty] | Deferred | No | 15
X | WINC12 - Component - 000001 | [13 empty] | Reciprocating engines | [21 empty] | New build power station comprised of multiple reciprocating engines. Wincham Lane, Wincham, Northwich, CW9 6DE SJ 677 753
1 | WINP21 | T-4 | Capacity Auction | 2024 | Winchester Power Limited |  | WINP18 | Eelpower (Opco2) Limited | 03303309625 | cm@eelpower.co.uk | Distribution | Non CMRS | New Build Generating CMU | Storage - Battery |  | Yes | Prequalified | Opt-In |  | 1 |  | Yes |  |  | 0 |  | 10 |  |  | 2.477 |  |  |  | 2.477 | [7 empty] | Yes | [14 empty] | Deferred | Yes | 1 |  | No | N/A
X | WINP21 - Component - WINP18 | [13 empty] | Storage (Duration 1h) | [21 empty] | 10.0MW Battery Storage facility located at Stockbridge Road, Winchester, Hampshire Stockbridge Storage Farm, Land Adjacent to B3049, Stockbridge Road, Winchester.SO22 5FP SU 458 313
2 | WKN002 | T-4 | Capacity Auction | 2024 | THRIVE RENEWABLES (WICKEN) LIMITED |  | Wicken | Eclipse Power Generation Limited | 01234486487 | daniel.thomas@eclipsepower.co.uk | Distribution | Non CMRS | New Build Generating CMU | Storage - Battery |  | Yes | Prequalified | Opt-In |  | 15 |  | Yes |  |  | 18120 |  | 4.804 |  |  | 1.776 |  |  |  | 1.849 | [7 empty] | Yes | [14 empty] | Deferred | Yes | 15 |  | Yes | 15
X | WKN002 - Component - WKN002 | [13 empty] | Storage (Duration 1.5h) | [21 empty] | A 5MW - 7.5MWh containerised Energy Storage System to be installed on designated land adjacent to an existing 11kV distribution substation at Silver Spinney Farm, Wicken. Silver Spinney Farm, Wicken Road, Wicken, MK19 6BS SP752394
1 | WOLV20 | T-4 | Capacity Auction | 2024 | Wolverhampton Power Ltd |  | Wolverhampton Power | Yili Limited | 02920547206 | matthew.tucker@welshpower.com | Distribution | Non CMRS | Existing Generating CMU | Gas |  |  | Prequalified | Opt-In |  | 1 |  |  |  |  | 0 |  | 15.8 |  |  | 15.045 |  |  |  | 15.235 | [7 empty] | Yes | [14 empty] | Deferred | N/A | 1 |  | Yes | 1
X | WOLV20 - Component - NGSTORWLVH188 | [13 empty] | Reciprocating engines | [21 empty] | 16 MW power plant comprising reciprocating engines. The power plant is connected to the local distribution network and local gas network. Wolverhampton Power, Northern Steel Rocks, Cross Street, Wolverhampton, WV1 2HS SO 928 983
2 | WOOD24 | T-4 | Capacity Auction | 2024 | WOODINGTON SOLAR LIMITED |  | Woodington | Hive Energy Limited | 01794324343 | Hugh.brennan@hiveenergy.co.uk | Distribution | Non CMRS | New Build Generating CMU | Solar |  |  | Prequalified | Opt-In |  | 15 |  | Yes | Yes |  | 0 |  | 40 |  |  | 0.936 |  |  |  | 0.936 | [7 empty] | Yes | [14 empty] | Deferred | Yes | 15 |  | No | N/A
X | WOOD24 - Component - WOOD24 | [13 empty] | Solar Photovoltaic | [21 empty] | A 40MW solar park. Woodington Road, Wellow, Test Valley, Hampshire, SO51 6DQ SU 312 208
1 | WOOT24 | T-4 | Capacity Auction | 2024 | WOOTON POWER LTD |  | Wootton Bassett | Balance Power Projects Limited | 01519580431 | enquiries@balancepower.co.uk | Distribution | Non CMRS | New Build Generating CMU | Gas |  |  | Not Prequalified | Opt-In |  | 15 |  | Yes | Yes |  | 67800 | Yes | 7.12 |  |  | 6.78 |  |  |  | 6.78 | [7 empty] | Yes | [14 empty] | Deferred
X | WOOT24 - Component - WOOT24 | [13 empty] | Reciprocating engines | [21 empty] | A gas fuelled electrical power generating unit comprising multiple reciprocating engines Marlborough Road, Royal Wootton Bassett, SN4 7SR SU 069 814
2 | WP0120 | T-4 | Capacity Auction | 2024 | Welsh Power Group Limited |  | Welsh Power DSR 1 | Carron Energy Limited | 02920547206 | matthew.tucker@welshpower.com | Distribution | Non CMRS | Unproven DSR CMU | DSR |  |  | Not Prequalified | Opt-In |  | 1 | Yes |  |  |  | 198025 |  | 50 |  | 39.605 | 39.605 |  |  |  | 39.605 | [7 empty] | Yes | [14 empty] | Deferred
X | WP0120 - Component - WP0120 | [13 empty] | DSR | [21 empty] | We are currently in discussions with a number of DSR Customers, with the aggregate of the customers capacity totalling 50MW. Contracts are currently being written and reviewed between the parties involved. N/A N/A
1 | WP0220 | T-4 | Capacity Auction | 2024 | Welsh Power Group Limited |  | Welsh Power DSR 2 | Carron Energy Limited | 02920547206 | matthew.tucker@welshpower.com | Distribution | Non CMRS | Unproven DSR CMU | DSR |  |  | Not Prequalified | Opt-In |  | 1 | Yes |  |  |  | 198025 |  | 50 |  | 39.605 | 39.605 |  |  |  | 39.605 | [7 empty] | Yes | [14 empty] | Deferred
X | WP0220 - Component - WP0220 | [13 empty] | DSR | [21 empty] | We are currently in discussions with a number of DSR Customers, with the aggregate of the customers capacity totalling 50.000MW. Contracts are currently being written and reviewed between the parties involved. N/A N/A
2 | WP0320 | T-4 | Capacity Auction | 2024 | Welsh Power Group Limited |  | Welsh Power DSR 3 | Carron Energy Limited | 02920547206 | matthew.tucker@welshpower.com | Distribution | Non CMRS | Unproven DSR CMU | DSR |  |  | Not Prequalified | Opt-In |  | 1 | Yes |  |  |  | 198025 |  | 50 |  | 39.605 | 39.605 |  |  |  | 39.605 | [7 empty] | Yes | [14 empty] | Deferred
X | WP0320 - Component - WP0320 | [13 empty] | DSR | [21 empty] | We are currently in discussions with a number of DSR Customers, with the aggregate of the customers capacity totalling 50.000MW. Contracts are currently being written and reviewed between the parties involved. N/A N/A
1 | WP0420 | T-4 | Capacity Auction | 2024 | Welsh Power Group Limited |  | Welsh Power DSR 4 | Carron Energy Limited | 02920547206 | matthew.tucker@welshpower.com | Distribution | Non CMRS | Unproven DSR CMU | DSR |  |  | Not Prequalified | Opt-In |  | 1 | Yes |  |  |  | 198025 |  | 50 |  | 39.605 | 39.605 |  |  |  | 39.605 | [7 empty] | Yes | [14 empty] | Deferred
X | WP0420 - Component - WP0420 | [13 empty] | DSR | [21 empty] | We are currently in discussions with a number of DSR Customers, with the aggregate of the customers capacity totalling 50.000MW. Contracts are currently being written and reviewed between the parties involved. N/A N/A
2 | WP0520 | T-4 | Capacity Auction | 2024 | Welsh Power Group Limited |  | Welsh Power DSR 5 | Carron Energy Limited | 02920547206 | matthew.tucker@welshpower.com | Distribution | Non CMRS | Unproven DSR CMU | DSR |  |  | Not Prequalified | Opt-In |  | 1 | Yes |  |  |  | 198025 |  | 50 |  | 39.605 | 39.605 |  |  |  | 39.605 | [7 empty] | Yes | [14 empty] | Deferred
X | WP0520 - Component - WP0520 | [13 empty] | DSR | [21 empty] | We are currently in discussions with a number of DSR Customers, with the aggregate of the customers capacity totalling 50.000MW. Contracts are currently being written and reviewed between the parties involved. N/A N/A
1 | WPKA04 | T-4 | Capacity Auction | 2024 | Greenspan Nifty Fifty Limited |  | Wardpark Alpha | Greenspan Energy Limited | 01315144444 | capacitymarket@greenspanenergy.com | Distribution | Non CMRS | Existing Generating CMU | Gas |  |  | Prequalified | Opt-In |  | 1 |  |  |  |  | 0 |  | 4 |  |  | 3.809 |  |  |  | 3.809 | [7 empty] | No | No | Yes | Metering Option (a) (Supplier Settlement Metering Configuration Solution) | No |  |  | No | [7 empty] | No | N/A | 1 |  | Yes | 1
X | WPKA04 - Component - WPKA04 | [13 empty] | Reciprocating engines | [21 empty] | Operational gas reciprocating engine. 2 South Wardpark Place, Wardpark, Cumbernauld, Glasgow, North Lanarkshire, G67 3HX NS 775 765
2 | WPKB04 | T-4 | Capacity Auction | 2024 | Greenspan Nifty Fifty Limited |  | Wardpark Bravo | Greenspan Energy Limited | 01315144444 | capacitymarket@greenspanenergy.com | Distribution | Non CMRS | Existing Generating CMU | Gas |  |  | Prequalified | Opt-In |  | 1 |  |  |  |  | 0 |  | 4 |  |  | 3.809 |  |  |  | 3.809 | [7 empty] | No | No | Yes | Metering Option (a) (Supplier Settlement Metering Configuration Solution) | No |  |  | No | [7 empty] | No | N/A | 1 |  | Yes | 1
X | WPKB04 - Component - WPKB04 | [13 empty] | Reciprocating engines | [21 empty] | Operational Reciprocating Engine 2 South Wardpark Place, Wardpark, Cumbernauld, Glasgow, North Lanarkshire, G67 3HX NS 775 765

## T-4 Additional Information
The information below relates to the T-4 Capacity Market Auction for delivery year 2024/25
Clearing Price : | £18.00/kW/Yr
Adjusted Clearing Price : | £18.00/kW/Yr
Total forecast cost of Capacity Agreements awarded: | 2024/25 | 2025/26 | 2026/27 | 2027/28 | 2028/29 | 2029/30 | 2030/31 | 2031/32 | 2032/33 | 2033/34 | 2034/35 | 2035/36 | 2036/37 | 2037/38 | 2038/39
| 734758110 | 28837116 | 28837116 | 28837116 | 28837116 | 28837116 | 28837116 | 28837116 | 28837116 | 28837116 | 28837116 | 28783242 | 28729368 | 28729368 | 28729368