## T4 Register
Applicant Data | Auction Identifiers |  |  | Applicant Data |  |  | CM Unit Data |  |  |  | Pre-qualification Status |  |  | Obligation | Pre-Qualification Conditions | [5 empty] | Connection Capacity Data [MW] |  |  | De-Rated Capacity [MW] |  |  |  | Applicant Anticipated De-Rated Capacity [MW] |  |  | CM Component Data |  | DSR Test Certificate |  |  | Metering Assessment Questions | [13 empty] | Metering Assessment Outcome | Pre-Auction Info
Unique CMU Identifier | Type | Name | Delivery Year | Name of Applicant | Agent Name | CM Unit Name | Transmission / Distribution | CM Unit Type | CM Unit Category | Storage Facility | Pre-Qualification Decision | Opt Out Status | Opt-Out Reason | Maximum Obligation Period | Unproven DSR | New Build Yet to Satisfy Financial Commitment Milestone | Connection Agreement Deferral Declaration under Rule 3.7.3(b)(iii) | TEC Deferral or Rule 3.6.3(b) | Amount of Credit Cover | Planning Consents Conditions | Connection Capacity / DSR Capacity | Proven DSR Capacity | DSR Bidding Capacity | De-Rated Capacity | Pre-Refurbishing De-Rated Capacity | Post-Refurbishing De-Rated Capacity | Pre-Refurbishing CMU Status | Anticipated De-Rated Capacity | Anticipated Pre-Refurbishing De-Rated Capacity | Anticipated Post-Refurbishing De-Rated Capacity | Location & Description of CMU Components | Meter Point Administration Numbers | Date of Issue of DSR Test Certificate | Certificate No. | DSR Test Method | Metering Assessment Deferred | Multiple Connections | Metering Location | Proposed Metering Option | Generating Units with Associated Load | Meter Used for other Purposes | Please Specify Why Meter is Used For Other Purpose | Metering Dispensation | Please Specify Metering Dispensation Info | Metering System Commissioned | Please Specify Why Metering System is Commissioned | Metering System Accuracy | Meters Current Voltage Transformer Calibrated | Please Specify Why Transformer is Calibrated | Metering Test Required | CMU confirmed entry into Auction? | Duration of Capacity Agreement in First Bidding Round | Pre-Refurbishment Bidding Status
7001DG | T-4 | Capacity Auction | 2019 | Tarn Biodiesel Limited |  | Tarn Bank | Distribution | Non CMRS | New Build Generating CMU |  | Not Prequalified | Opt-In | N/A | 15 |  | Yes | Yes |  | 0 | Yes | 4.5 |  |  | 4.254 |  |  |  | 4.254 |  |  | New build stand-by generator Green Dragon Farm Main Street Burton in Kendal Cumbria LA6 1LQ 351944475749 | N/A |  |  |  | Yes | [13 empty] | Deferred | No | 15
7002DG | T-4 | Capacity Auction | 2019 | Green Lane Biodiesel Limited |  | Green Lane | Distribution | Non CMRS | New Build Generating CMU |  | Not Prequalified | Opt-In | N/A | 15 |  | Yes | Yes |  | 0 | Yes | 4.5 |  |  | 4.254 |  |  |  | 4.254 |  |  | New build stand-by generator Land off Green Lane, Marchington, East Staffordshire SK149309 | Export 1170000559763 Import 1170000559781 |  |  |  | Yes | [13 empty] | Deferred | No | 15
ABTHMC | T-4 | Capacity Auction | 2019 | RWE Generation UK plc |  | CMU_ABTH_MAIN | Transmission | CMRS | Existing Generating CMU |  | Prequalified | Opt-In | N/A | 1 |  |  |  |  | 0 |  | 1692 |  |  | 1490.4 |  |  |  | 1490.399 |  |  | Aberthaw 7 Coal fired unit Aberthaw Power Station The Leys Aberthaw Barry Mid Glamorgan CF62 4ZW ST 022 663 | 4001 & 4002 |  |  |  | No |  |  |  | No | [9 empty] | No | N/A | 1
ABTHMC - Component | [30 empty] | Aberthaw 8 Coal fired Aberthaw Power Station The Leys Aberthaw Barry Mid Glamorgan CF62 4ZW ST 022 663 | 4000 & 4001
ABTHMC - Component | [30 empty] | Aberthaw 9 Coal fired unit Aberthaw Power Station The Leys Aberthaw Barry Mid Glamorgan CF62 4ZW ST 022 663 | 4000
ABTHMC - Component | [30 empty] | Aberthaw 7 OCGT diesel fired Aberthaw Power Station The Leys Aberthaw Barry Mid Glamorgan CF62 4ZW ST 022 663 | 4002
ABTHMC - Component | [30 empty] | Aberthaw 8 OCGT diesel fired Aberthaw Power Station The Leys Aberthaw Barry Mid Glamorgan CF62 4ZW ST 022 663 | 4001
ABTHMC - Component | [30 empty] | Aberthaw 9 OCGT diesel fired Aberthaw Power Station The Leys Aberthaw Barry Mid Glamorgan CF62 4ZW ST 022 663 | 4000
ADL001 | T-4 | Capacity Auction | 2019 | Aegis Cloud Limited |  | GSH Grd Floor | Distribution | Non CMRS | New Build Generating CMU |  | Rejected | Opt-In | N/A | [5 empty] | 0 |  | 4.96 |  |  | 0 |  |  |  | 6510 |  |  | New Diesel Generator Sets, installed during 2015 Aegis, Surrey Data Park, Godalming, Surrey GU7 1LB SU97824395 | 2000055174431 |  |  |  | Yes | [13 empty] | Deferred | No | #N/A
ADL002 | T-4 | Capacity Auction | 2019 | Aegis Cloud Limited |  | GSH First Flr | Distribution | Non CMRS | New Build Generating CMU |  | Prequalified | Opt-In | N/A | 15 |  | Yes | Yes |  | 31500 |  | 7 |  |  | 6.3 |  |  |  | 6.3 |  |  | Diesel Generation Sets to be installed Surrey Data Park, Godalming, Surrey, GU7 1LB SU97824395 | N/A |  |  |  | Yes | [13 empty] | Deferred | Yes | 15
ADPPR1 | T-4 | Capacity Auction | 2019 | Darent Power Limited |  | Darent 1 | Distribution | Non CMRS | Existing Generating CMU |  | Prequalified | Opt-In | N/A | 1 |  |  |  |  | 0 |  | 13.535 |  |  | 12.796 |  |  |  | 12.796 |  |  | 1x Siemens Tempest GT & 1x Siemens Tornado GT Darent 1 Kent Discovery Park (Ex-Pfizer) Ramsgate Road Sandwich CT13 9ND TR335599 | 1900091057559 |  |  |  | No | No | Yes | Metering Option (b) | No | No |  |  |  | Yes |  | COP3 - Accuracy: Class .5 | Yes |  | Yes | N/A | 1
Aggr15 | T-4 | Capacity Auction | 2019 | Aggreko UK Limited |  | Aggreko UK Ltd | Distribution | Non CMRS | New Build Generating CMU |  | Prequalified | Opt-In | N/A | 15 |  | Yes |  |  | 28840 |  | 6.409 |  |  | 5.768 |  |  |  | 5.768 |  |  | Six 1MW generators sited at Aggreko manufacturing site Lomondgate, Dumbarton Aggreko UK Ltd Lomondgate Stirling Road Dumbarton G82 3RG NS400771 | 1800060422847 |  |  |  | Yes | [13 empty] | Deferred | Yes | 3
ARPN11 | T-4 | Capacity Auction | 2019 | Regent Park Energy Limited |  | Barnham 1 | Distribution | Non CMRS | New Build Generating CMU |  | Not Prequalified | Opt-In | N/A | 15 |  | Yes | Yes |  | 0 | Yes | 14 |  |  | 13.236 |  |  |  | 13.236 |  |  | 7 x 2MW CHP Modules Eric Wall Nurseries Energy Park 4 Lake Lane Barnham Bognor West Sussex PO22 0AE SU969044 | N/A |  |  |  | Yes | [13 empty] | Deferred | No | #N/A
ARPPR1 | T-4 | Capacity Auction | 2019 | Alkane Energy UK Limited |  | Hem Heath 1 & Manvers 1 | Distribution | Non CMRS | Existing Generating CMU |  | Prequalified | Opt-In | N/A | 1 |  |  |  |  | 0 |  | 4.55 |  |  | 4.302 |  |  |  | 4.302 |  |  | 1x CAT G3520CPKG Hem Heath 1 Stanley Mathews Way Trentham Lakes Trentham Stoke on Trent ST4 4DD SJ883423 | 1460001327562 |  |  |  | No | No | No | Metering Option (b) | Yes | No |  |  |  | Yes |  | COP3 - Accuracy: Class .5 | Yes |  | Yes | N/A | 1
ARPPR1 - Component | [30 empty] | 1x CAT G3520CPKG & MWM TBG 620V 16K Manvers 1 CMM Generation Off Golden Smithies Lane S63 7DN SE452005 | 2394000036552
ARPPR2 | T-4 | Capacity Auction | 2019 | Regent Park Energy Limited |  | Houghton Main 1 | Distribution | Non CMRS | Existing Generating CMU |  | Prequalified | Opt-In | N/A | 1 |  |  |  |  | 0 |  | 5.095 |  |  | 4.817 |  |  |  | 4.817 |  |  | 3x CAT G3520CPKG Houghton Main 1 CMM Generation Plant Park Spring Road Little Houghton S72 7BT SE416063 | 2394000026721 |  |  |  | No | No | Yes | Metering Option (b) | No | No |  |  |  | Yes |  | COP3 - Accuracy: Class .5 | Yes |  | Yes | N/A | 1
ARPPR3 | T-4 | Capacity Auction | 2019 | Regent Park Energy Limited |  | Grimethorpe 1 | Distribution | Non CMRS | Existing Generating CMU |  | Prequalified | Opt-In | N/A | 1 |  |  |  |  | 0 |  | 5.459 |  |  | 5.161 |  |  |  | 5.161 |  |  | 3x CAT G3520CPKG Grimethorpe 1 CMM Generation Plant Springvale Road Grimethorpe S72 0AL SE410083 | 2394000026712 |  |  |  | No | No | Yes | Metering Option (b) | No | No |  |  |  | Yes |  | COP3 - Accuracy: Class .5 | Yes |  | Yes | N/A | 1
ARPPR4 | T-4 | Capacity Auction | 2019 | Regent Park Energy Limited |  | Hickleton 1 | Distribution | Non CMRS | Existing Generating CMU |  | Prequalified | Opt-In | N/A | 1 |  |  |  |  | 0 |  | 4.042 |  |  | 3.821 |  |  |  | 3.821 |  |  | 4x MWM TBG 620V 16K. Hickleton 1 Thurscoe Business Park Barrowfield Road Thurscoe Rotherham S63 0BH SE463053 | 2300000723776 |  |  |  | No | No | Yes | Metering Option (b) | No | No |  |  |  | Yes |  | COP3 - Accuracy: Class .5 | Yes |  | Yes | N/A | 1
ARYPR1 | T-4 | Capacity Auction | 2019 | Rhymney Power Limited |  | Rhymney 1 | Distribution | Non CMRS | Existing Generating CMU |  | Prequalified | Opt-In | N/A | 1 |  |  |  |  | 0 |  | 9.852 |  |  | 9.314 |  |  |  | 9.314 |  |  | 3x Jenbacher JS620 & 1x Jenbacher JS616. Rhymney 1 STOR Gen Room Unit 48 Portmanmoror Road Industrial Estate Rover Way Cardiff CF24 5HB ST206756 | 2100041079809 |  |  |  | No | No | Yes | Metering Option (b) | No | No |  |  |  | Yes |  | COP3 - Accuracy: Class .5 | Yes |  | Yes | N/A | 1
ASAP01 | T-4 | Capacity Auction | 2019 | St Asaph Power Limited |  | St Asaph Power | Distribution | Non CMRS | New Build Generating CMU |  | Not Prequalified | Opt-In | N/A | 15 |  | Yes | Yes |  | 0 | Yes | 16 |  |  | 15.126 |  |  |  | 15.126 |  |  | 16 MW power plant comprising 8 x 2MW gas reciprocating engines. Glascoed Road, St Asaph, Denbighshire, LL17 0LQ (nearest postcode) 302374 | N/A |  |  |  | Yes | [13 empty] | Deferred | No | 15
ASHFOR | T-4 | Capacity Auction | 2019 | Ashford Power Ltd |  | ASHFORD POWER | Distribution | Non CMRS | New Build Generating CMU |  | Prequalified | Opt-In | N/A | 15 |  | Yes |  |  | 99835 |  | 21.12 |  |  | 19.967 |  |  |  | 19.967 |  |  | A generating station consisting of multiple reciprocating engines and alternators located on a single site. Voltage to be transformed, where appropriate, to export. Kingsnorth Works Industrial Estate, Hoo, Rochester Kent ME3 9ND TQ807728 | NA |  |  |  | Yes | [13 empty] | Deferred | Yes | 15
AUKN10 | T-4 | Capacity Auction | 2019 | Alkane Energy UK Limited |  | Telford 1 | Distribution | Non CMRS | New Build Generating CMU |  | Not Prequalified | Opt-In | N/A | 15 |  | Yes | Yes |  | 0 | Yes | 4 |  |  | 3.782 |  |  |  | 3.782 |  |  | 2x 2MW Containerised Generating Sets Alkane Halesfield Energy Park Halesfield 23 Telford TF7 4LP SJ715060 | N/A |  |  |  | Yes | [13 empty] | Deferred | No | 15
AUKNN6 | T-4 | Capacity Auction | 2019 | Alkane Energy UK Limited |  | Staveley 1 | Distribution | Non CMRS | New Build Generating CMU |  | Prequalified | Opt-In | N/A | 15 |  | Yes | Yes |  | 75630 |  | 16 |  |  | 15.126 |  |  |  | 15.126 |  |  | 8x 2MW Containerised Generating Sets Alkane Staveley Energy Park Rhodia Ltd Hall Lane Staveley Chesterfield S43 3RW SK427749 | N/A |  |  |  | Yes | [13 empty] | Deferred | Yes | 15
AUKNN7 | T-4 | Capacity Auction | 2019 | Alkane Energy UK Limited |  | Haydock Park 1 | Distribution | Non CMRS | New Build Generating CMU |  | Prequalified | Opt-In | N/A | 15 |  | Yes | Yes |  | 37815 |  | 8 |  |  | 7.563 |  |  |  | 7.563 |  |  | 4x 2MW Containerised Generating Sets Alkane Haydock Energy Park Unit 2 Old Boston Trading Estate Wilcock Road Haydock WA11 9SJ SJ576976 | N/A |  |  |  | Yes | [13 empty] | Deferred | Yes | 15
AUKNN8 | T-4 | Capacity Auction | 2019 | Alkane Energy UK Limited |  | Cardiff 2 | Distribution | Non CMRS | New Build Generating CMU |  | Prequalified | Opt-In | N/A | 15 |  | Yes | Yes |  | 28360 |  | 6 |  |  | 5.672 |  |  |  | 5.672 |  |  | 3x 2MW Containerised Generating Sets Alkane Cardiff 2 Energy Park Portmanmoor Industrial Estate Portmanmoor Lane Splott Cardiff CF24 5HB ST206756 | N/A |  |  |  | Yes | [13 empty] | Deferred | Yes | 15
AUKNN9 | T-4 | Capacity Auction | 2019 | Alkane Energy UK Limited |  | Ince 1 | Distribution | Non CMRS | New Build Generating CMU |  | Not Prequalified | Opt-In | N/A | 15 |  | Yes | Yes |  | 0 | Yes | 6 |  |  | 5.672 |  |  |  | 5.672 |  |  | 3x 2MW Containerised Generating Sets Alkane Ince Energy Park Land at Dobson Park Way Ince Wigan WN2 2DY SD602050 | N/A |  |  |  | Yes | [13 empty] | Deferred | No | 15
AUKPR1 | T-4 | Capacity Auction | 2019 | Alkane Energy UK Limited |  | Shirebrook 1 | Distribution | Non CMRS | Existing Generating CMU |  | Prequalified | Opt-In | N/A | 1 |  |  |  |  | 0 |  | 8.67 |  |  | 8.197 |  |  |  | 8.197 |  |  | 4x Jenbacher JGS 616 GS Shirebrook 1 Acreage Lane Shirebrook Nottinghamshire NG20 8RN SK528672 | 1100050313401 |  |  |  | No | No | No | Metering Option (b) | Yes | No |  |  |  | Yes |  | COP3 - Accuracy: Class .5 | Yes |  | Yes | N/A | 1
AUKPR2 | T-4 | Capacity Auction | 2019 | Alkane Energy UK Limited |  | Toray 1 & Markham 1 | Distribution | Non CMRS | Existing Generating CMU |  | Prequalified | Opt-In | N/A | 1 |  |  |  |  | 0 |  | 3.337 |  |  | 3.155 |  |  |  | 3.155 |  |  | 1x MWM TCG 2020 Toray 1 Toray Textiles ImportExport Crown Farm Way Mansfield Nottingham NG19 0FT SK569616 | 1170000288686 |  |  |  | No | No | No | Metering Option (b) | Yes | No |  |  |  | Yes |  | COP3 - Accuracy: Class .5 | Yes |  | Yes | N/A | 1
AUKPR2 - Component | [30 empty] | 2x MWM TBG 620V 16K Markham 1 Duckmanton Chesterfield S44 5HS SK449719 | 1100771002715
AUKPR3 | T-4 | Capacity Auction | 2019 | Alkane Energy UK Limited |  | Wheldale 1 | Distribution | Non CMRS | Existing Generating CMU |  | Prequalified | Opt-In | N/A | 1 |  |  |  |  | 0 |  | 6.669 |  |  | 6.305 |  |  |  | 6.305 |  |  | 2x Jenbacher J620 & 1x Jenbacher J616 Wheldale 1 Wheldale Generation Site Wheldale Road Castleford West Yorkshire WF10 2RR SE441262 | 2300000974408 |  |  |  | No | No | No | Metering Option (b) | Yes | No |  |  |  | Yes |  | COP3 - Accuracy: Class .5 | Yes |  | Yes | N/A | 1
AUKPR4 | T-4 | Capacity Auction | 2019 | Alkane Energy UK Limited |  | Shirebrook 2 & Warsop 2 | Distribution | Non CMRS | Existing Generating CMU |  | Prequalified | Opt-In | N/A | 1 |  |  |  |  | 0 |  | 2.846 |  |  | 2.691 |  |  |  | 2.691 |  |  | 1x Duetz 620 Shirebrook 2 Shirebrook Energy Park Acreage Lane Shirebrook Mansfield Notts NG20 8GB SK528672 | 1170000284130 |  |  |  | No | No | No | Metering Option (b) | Yes | No |  |  |  | Yes |  | COP3 - Accuracy: Class .5 | Yes |  | Yes | N/A | 1
AUKPR4 - Component | [30 empty] | 1x Duetz 620 Warsop 2 Warsop Energy Park Carter Lane Warsop Vale NG20 8XG SK550682 | 1170000288700
BAGE-1 | T-4 | Capacity Auction | 2019 | Calon Energy Limited |  | Baglan-1 | Transmission | CMRS | Existing Generating CMU |  | Prequalified | Opt-In | N/A | 1 |  |  |  |  | 0 |  | 520 |  |  | 462.8 |  |  |  | 462.8 |  |  | Existing CCGT Baglan Bay Power Station Baglan Energy Park Port Talbot SA12 7GE 731923 | 7151 |  |  |  | No |  |  |  | No | [9 empty] | No | N/A | 1
BAGE-2 | T-4 | Capacity Auction | 2019 | Calon Energy Limited |  | Baglan-2 | Transmission | CMRS | Existing Generating CMU |  | Prequalified | Opt-In | N/A | 1 |  |  |  |  | 0 |  | 30.387 |  |  | 28.728 |  |  |  | 28.728 |  |  | Existing CHP module Baglan Bay Power Station Baglan Energy Park Port Talbot SA12 7GE 730922 | 7151 |  |  |  | No |  |  |  | No | [9 empty] | No | N/A | 1
BAN123 | T-4 | Capacity Auction | 2019 | First Renewable Beta Limited |  | First Renewable Beta Limited | Distribution | Non CMRS | New Build Generating CMU |  | Rejected | Opt-In | N/A | [5 empty] | 0 |  | 10 |  |  | 9.454 |  |  |  | 9.454 |  |  | New build diesel and/or gas dual fuel generating station. First Renewable Beta Limited, Southam Road, Banbury OX16 2SN SP 45615 42662 | N/A |  |  |  | Yes | [13 empty] | Deferred | No | #N/A
BAYFRM | T-4 | Capacity Auction | 2019 | Plutus Energy LTD |  | Bay Farm | Distribution | Non CMRS | New Build Generating CMU |  | Not Prequalified | Opt-In | N/A | 15 |  | Yes | Yes |  | 0 | Yes | 8 |  |  | 7.563 |  |  |  | 7.563 |  |  | CMU Component is 500kVA reciprocating diesel engine. Bay Farm ,Worlington , Bury St Edmunds, Suffolk IP28 6BS TL 70489 71888 | N/A |  |  |  | Yes | [13 empty] | Deferred | No | #N/A
BDGW01 | T-4 | Capacity Auction | 2019 | Npower Cogen Limited |  | CMU_BDGW-1 | Distribution | Non CMRS | Existing Generating CMU |  | Prequalified | Opt-In | N/A | 1 |  |  |  |  | 0 |  | 45.138 |  |  | 42.673 |  |  |  | 42.673 |  |  | Cheshire OCGT - Currently no additional load on the Private Network - Auxiliary load behind boundary meter Cheshire OCGT Power Station Npower Cogen Ltd North Road Ellesmere Port South Wirral CH65 1AF SJ 392 784 | 1300051060981 |  |  |  | No | No | No | Metering Option (c) | No | Yes | STOR |  |  | Yes |  | COP2 meters | Yes |  | Yes | N/A | 1
Beaufo | T-4 | Capacity Auction | 2019 | Beaufort Power Ltd |  | Beaufort Power | Distribution | Non CMRS | New Build Generating CMU |  | Prequalified | Opt-In | N/A | 15 |  | Yes |  |  | 98890 |  | 20.92 |  |  | 19.778 |  |  |  | 19.778 |  |  | A generating station consisting multiple reciprocating engines and alternators located on a single site. Voltage to be transformed where appropriate for export. LAND TO THE REAR OF UNIT 26A, RASSAU INDUSTRIAL ESTATE, EBBW VALE NP23 5SD SO142117 | N/A |  |  |  | Yes | [13 empty] | Deferred | Yes | 15
BLEND1 | T-4 | Capacity Auction | 2019 | Blendworth Power Limited |  | BLEND1 | Distribution | Non CMRS | New Build Generating CMU |  | Not Prequalified | Opt-In | N/A | 15 |  | Yes | Yes |  | 0 | Yes | 21.155 |  |  | 20 |  |  |  | 20 |  |  | 2.115mw diesel and/or gas dual fuel reciprocating engine HORNDEAN FARM, BLENDWORTH RESOURCE FARM, ROWLANDS CASTLE ROAD, HORNDEAN, PO8 0DR su706111 | n/a |  |  |  | Yes | [13 empty] | Deferred | No | 15
BLEND1 - Component | [30 empty] | 2.115mw diesel and/or gas dual fuel reciprocating engine HORNDEAN FARM, BLENDWORTH RESOURCE FARM, ROWLANDS CASTLE ROAD, HORNDEAN, PO8 0DR su706111 | n/a
BLEND1 - Component | [30 empty] | 2.115mw diesel and /or gas duel fuel reciprocating engine HORNDEAN FARM, BLENDWORTH RESOURCE FARM, ROWLANDS CASTLE ROAD, HORNDEAN, PO8 0DR su706111 | n/a
BLEND1 - Component | [30 empty] | 2.115mw diesel and/or gas dual fuel reciprocating engine HORNDEAN FARM, BLENDWORTH RESOURCE FARM, ROWLANDS CASTLE ROAD, HORNDEAN, PO8 0DR su706111 | n/a
BLEND1 - Component | [30 empty] | 2.115mw diesel and/or gas dual fuel reciprocating engine HORNDEAN FARM, BLENDWORTH RESOURCE FARM, ROWLANDS CASTLE ROAD, HORNDEAN, PO8 0DR su706111 | n/a
BLEND1 - Component | [30 empty] | 2.116mw diesel and/or gas dual fuel reciprocating engines HORNDEAN FARM, BLENDWORTH RESOURCE FARM, ROWLANDS CASTLE ROAD, HORNDEAN, PO8 0DR su706111 | n/a
BLEND1 - Component | [30 empty] | 2.116mw diesel and/or gas dual fuel reciprocating engines HORNDEAN FARM, BLENDWORTH RESOURCE FARM, ROWLANDS CASTLE ROAD, HORNDEAN, PO8 0DR su706111 | n/a
BLEND1 - Component | [30 empty] | 2.116mw diesel and/or gas dual fuel reciprocating engine HORNDEAN FARM, BLENDWORTH RESOURCE FARM, ROWLANDS CASTLE ROAD, HORNDEAN, PO8 0DR su706111 | n/a
BLEND1 - Component | [30 empty] | 2.116mw diesel and/or gas dual fuel reciprocating engine HORNDEAN FARM, BLENDWORTH RESOURCE FARM, ROWLANDS CASTLE ROAD, HORNDEAN, PO8 0DR su706111 | n/a
BLEND1 - Component | [30 empty] | 2.116mw diesel and/ or gas dual fuel reciprocating engine HORNDEAN FARM, BLENDWORTH RESOURCE FARM, ROWLANDS CASTLE ROAD, HORNDEAN, PO8 0DR su706111 | n/a
BRDCHP | T-4 | Capacity Auction | 2019 | E.ON UK Cogeneration Ltd |  | Bradford CHP | Distribution | Non CMRS | Existing Generating CMU |  | Prequalified | Opt-In | N/A | 1 |  |  |  |  | 0 |  | 2.299 |  |  | 2.069 |  |  |  | 2.059 |  |  | Gas-fired CHP Address: Wyke Lane, Wyke, Bradford BD12 9EJ. SE 162 272 | 2316510810126 |  |  |  | No | No | Yes | Metering Option (a) | Yes |  |  | No | [6 empty] | Yes | N/A | 1
BRECON | T-4 | Capacity Auction | 2019 | Brecon Power Ltd |  | Brecon Power | Distribution | Non CMRS | New Build Generating CMU |  | Prequalified | Opt-In | N/A | 15 |  | Yes |  |  | 98890 |  | 20.92 |  |  | 19.778 |  |  |  | 19.778 |  |  | A generating station consisting of multiple reciprocating engines and alternators located on a single site. Voltage to be transformed, where appropriate, for export. Former Techboard Site. Rassau Industrial Estate, Rassau, Ebbw Vale NP23 5SD SO156125 | N/A |  |  |  | Yes | [13 empty] | Deferred | Yes | 15
BREH14 | T-4 | Capacity Auction | 2019 | P3P Energy Management Limited |  | Europa Energy Centre | Distribution | Non CMRS | Existing Generating CMU |  | Prequalified | Opt-In | N/A | 1 |  |  |  |  | 0 |  | 14.9 |  |  | 13.41 |  |  |  | 13.541 |  |  | The CMU BREH14 consists of two CHP components supplying heat, CO2 and power to the on site Nursery. Europa Energy Centre, Hills Court Road, Ash, Kent, CT3 2AP TR297591 | 19000978875 |  |  |  | No | No | Yes | Metering Option (a) | No |  |  | No | [6 empty] | No | N/A | 1
BREH14 - Component | [30 empty] | The CMU BREH14 consists of two CHP components supplying heat, CO2 and power to the on-site Nursery. Europa Energy Centre, Hills Court Road, Ash, Kent, CT3 2AP TR297591 | 19000978875
BRIST1 | T-4 | Capacity Auction | 2019 | Rolls-Royce Power Development Limited |  | Bristol Energy | Distribution | Non CMRS | Existing Generating CMU |  | Prequalified | Opt-In | N/A | 1 |  |  |  |  | 0 |  | 42.837 |  |  | 40.498 |  |  |  | 42.543 |  |  | The auxiliary load is minimal (1MW) and have been removed from the metering assessment when calculating the maximum generating output A38 Gloucester Road, Filton, Bristol, South Gloucestershire, BS34 7QE ST6093480992 | 2200032050436 |  |  |  | No | No | Yes | Metering Option (a) | No |  |  | No | [6 empty] | No | N/A | 1
BRISTO | T-4 | Capacity Auction | 2019 | Green Frog Power Limited |  | Briton Ferry | Distribution | Non CMRS | Existing Generating CMU |  | Prequalified | Opt-In | N/A | 1 |  |  |  |  | 0 |  | 16.28 |  |  | 15.391 |  |  |  | 15.391 |  |  | Reciprocating engines Brunel Way, Briton Ferry, SA11 2GA SS738933 | 2100041078814 |  |  |  | No | No | Yes | Metering Option (c) | No | Yes | Settlement metering |  |  | Yes |  | COP2 | Yes |  | Yes | N/A | 1
BROST1 | T-4 | Capacity Auction | 2019 | Infinis Alternative Energies Limited |  | BROST1 | Distribution | Non CMRS | Existing Generating CMU |  | Prequalified | Opt-In | N/A | 1 |  |  |  |  | 0 |  | 6.048 |  |  | 5.718 |  |  |  | 5.718 |  |  | A 6MW Merlees diesel reciprocating engine connected to this distribution network Brogborough Landfill Site Woburn Road Brogborough Bedfordshire MK43 0TN SP970401 | 1030041591828 |  |  |  | No | Yes | Yes | Metering Option (a) | Yes | No |  | 0 |  | Yes |  | COP2 | Yes |  | Yes | N/A | 1
BROST2 | T-4 | Capacity Auction | 2019 | Infinis Alternative Energies Limited |  | BROST2 | Distribution | Non CMRS | Existing Generating CMU |  | Prequalified | Opt-In | N/A | 1 |  |  |  |  | 0 |  | 6.011 |  |  | 5.683 |  |  |  | 5.691 |  |  | 1 x Merlees 6MW reciprocating engine and all associated auxiliary equipment Brogoborugh Landfill Site Woburn Road Brogborough Bedfordshire MK43 0TN SP970401 | 1050000322684 |  |  |  | No | Yes | Yes | Metering Option (a) | Yes | No |  | 0 |  | Yes |  | COP2 | Yes |  | Yes | N/A | 1
BRTNED | T-4 | Capacity Auction | 2019 | BritNed Development Limited |  | Britned Interconnector | X | CMRS | Existing Interconnector CMU |  | Prequalified | Opt-In | N/A | 1 |  |  |  |  | 0 |  | 1200 |  |  | 828 |  |  |  | 828 |  |  | BritNed is a 1200MW (TEC) electricity interconnector connecting the electricity transmission systems in the Netherlands and GB. Britned Convertor station, Gate C, Grain road, Isle of Grain, Kent, ME3 0AE TQ 88863 74827 | 7231 |  |  |  | No | [13 empty] | No | N/A | 1
BSBURY | T-4 | Capacity Auction | 2019 | British Sugar plc |  | Bury St Edmunds CHP | Distribution | Non CMRS | Existing Generating CMU |  | Prequalified | Opt-In | N/A | 1 |  |  |  |  | 0 |  | 60.937 |  |  | 54.843 |  |  |  | 56.7 |  |  | The CMU is a gas fired CCGT CHP Bury St Edmunds Sugar Factory British Sugar plc Hollow Road Bury St Edmunds IP32 7BB TL861654 | 1023485782546 |  |  |  | No | No | Yes | Metering Option (a) | No |  |  | No | [6 empty] | No | N/A | 1
BUCK01 | T-4 | Capacity Auction | 2019 | FCC Buckinghamshire Ltd |  | FCC Buckinghamshire Ltd | Distribution | Non CMRS | New Build Generating CMU |  | Prequalified | Opt-In | N/A | 15 |  | Yes |  |  | 119490 |  | 27.2 |  |  | 23.898 |  |  |  | 23.898 |  |  | FCC Buckinghamshire Ltd Calvert Landfill Site Brackley Lane Calvert Buckinghamshire MK18 2HF. In build Energy from Waste Plant. Auxiliary load is not included in the connection capacity i.e the export is net. Greatmoor EfW, Greatmoor Road, Woodham, Aylesbury, Buckinghamshire, HP18 0AF SP704224 | N/A |  |  |  | Yes | [13 empty] | Deferred | Yes | 1
BURGH1 | T-4 | Capacity Auction | 2019 | SSEPG (Operations) Limited | Ann Gray | Burghfield | Distribution | Non CMRS | Existing Generating CMU |  | Prequalified | Opt-In | N/A | 1 |  |  |  |  | 0 |  | 47.04 |  |  | 44.472 |  |  |  | 44.472 |  |  | 1 x OCGT Burghfield Mini Power Plant, Cottage Lane, Pingewood, Reading, RG30 3UW SU694705 | 2000050928886 |  |  |  | No | No | Yes | Metering Option (a) | No |  |  | No | [6 empty] | No | N/A | 1
BURY01 | T-4 | Capacity Auction | 2019 | Bury Power Limited |  | Bury Power | Distribution | Non CMRS | New Build Generating CMU |  | Prequalified | Opt-In | N/A | 15 |  | Yes | Yes |  | 94540 |  | 20 |  |  | 18.908 |  |  |  | 18.908 |  |  | 20 MW power plant comprising 10 x 2MW gas reciprocating engines. Chamberhall Street Bury Lancashire BL9 0LU 380411 | N/A |  |  |  | Yes | [13 empty] | Deferred | Yes | 15
BUXT01 | T-4 | Capacity Auction | 2019 | Buxton Power Limited |  | BUXTON | Distribution | Non CMRS | New Build Generating CMU |  | Prequalified | Opt-In | N/A | 15 |  | Yes | Yes |  | 80000 |  | 16.924 |  |  | 16 |  |  |  | 16 |  |  | 2.116MW diesel reciprocating engine Daisymere Lane, Buxton Derbyshire SK17 7JW UK SK080750 | n/a |  |  |  | Yes | [13 empty] | Deferred | Yes | 15
BUXT01 - Component | [30 empty] | 2.116MW diesel reciprocating engine Daisymere Lane Buxton Derbyshire SK17 7JW UK SK080750 | N/A
BUXT01 - Component | [30 empty] | 2.116MW diesel reciprocating engine Daisymere Lane Buxton Derbyshire SK17 7JW UK SK080750 | n/a
BUXT01 - Component | [30 empty] | 2.116MW Diesel reciprocating engine Daisymere Lane Buxton Derbyshire SK17 7JW UK SK080750 | n/a
BUXT01 - Component | [30 empty] | 2.115MW Diesel reciprocating engine Daisymere Lane Buxton Derbyshire SK17 7JW UK SK080750 | n/a
BUXT01 - Component | [30 empty] | 2.115MW diesel reciprocating engine Daisymere Lane Buxton Derbyshire SK17 7JW UK SK080750 | n/a
BUXT01 - Component | [30 empty] | 2.115MW diesel reciprocating engine Daisymere Lane Buxton Derbyshire SK17 7JW UK SK080750 | n/a
BUXT01 - Component | [30 empty] | 2.115MW diesel reciprocating engine Daisymere Lane Buxton Derbyshire SK17 7JW UK SK080750 | n/a
CADO01 | T-4 | Capacity Auction | 2019 | Cadoxton Reserve Power Limited |  | Cadoxton Power | Distribution | Non CMRS | New Build Generating CMU |  | Prequalified | Opt-In | N/A | 15 |  |  |  |  | 0 |  | 16 |  |  | 15.126 |  |  |  | 15.126 |  |  | 16 MW power plant comprising 8 x 2MW gas reciprocating engines Sully Moors Industrial Estate, Barry, South Wales, CF64 5RP 315169 | N/A |  |  |  | Yes | [13 empty] | Deferred | Yes | 15
CARR-1 | T-4 | Capacity Auction | 2019 | Carrington Power Limited | Gill Bradley | Carrington_1 | Transmission | CMRS | New Build Generating CMU |  | Prequalified | Opt-In | N/A | 15 |  |  |  |  | 0 |  | 455 |  |  | 404.95 |  |  |  | 404.95 |  |  | The CMU component is a combined cycle gas turbine Carrington Power Station 132 Manchester Road Carrington Manchester M31 4AY United Kingdom SJ 72986 92983 | 7290 |  |  |  | Yes | [13 empty] | Deferred | Yes | 15
CARR-2 | T-4 | Capacity Auction | 2019 | Carrington Power Limited | Gill Bradley | Carrington_2 | Transmission | CMRS | New Build Generating CMU |  | Prequalified | Opt-In | N/A | 15 |  |  |  |  | 0 |  | 455 |  |  | 404.95 |  |  |  | 404.95 |  |  | The CMU component is a combined cycle gas turbine Carrington Power Station 132 Manchester Road Carrington Manchester M31 4AY United Kingdom SJ 72986 92983 | 7290 |  |  |  | Yes | [13 empty] | Deferred | Yes | 15
CASQ14 | T-4 | Capacity Auction | 2019 | P3P Energy Management AE Limited | Fabienne van der Velde | Woodhouse Energy Centre | Distribution | Non CMRS | Existing Generating CMU |  | Prequalified | Opt-In | N/A | 1 |  |  |  |  | 0 |  | 3.377 |  |  | 3.039 |  |  |  | 3.038 |  |  | The CMU component is installed in the Woodhouse Energy Centre that is located at a Nursery site in Alderley Edge. Woodhouse Energy Centre A. Pearson and Sons’ Nursery Alderley Edge SK9 7UW SJ833774 | 1620000370490 |  |  |  | No | No | Yes | Metering Option (a) | No |  |  | No | [6 empty] | No | N/A | 1
CAST01 | T-4 | Capacity Auction | 2019 | E.ON UK Cogeneration Ltd |  | Castleford CCGT | Distribution | Non CMRS | Existing Generating CMU |  | Prequalified | Opt-In | N/A | 1 |  |  |  |  | 0 |  | 49.999 |  |  | 44.499 |  |  |  | 44.499 |  |  | Small CCGT (ex CHP) Address: Wheldon Rd, Castleford WF10 2SD SE 434 264 | 2300000790550 |  |  |  | No | No | Yes | Metering Option (a) | No |  |  | No | [6 empty] | No | N/A | 1
CAT123 | T-4 | Capacity Auction | 2019 | First Renewable Delta Limited |  | First Renewable Delta Limited | Distribution | Non CMRS | New Build Generating CMU |  | Rejected | Opt-In | N/A | [5 empty] | 0 |  | 20 |  |  | 18.908 |  |  |  | 18.908 |  |  | new build diesel and/or gas dual fuel generating station First Renewable Delta Limited, Wills Lane, Rugby, Northamptonshire CV23 0SX SP 56766 77246 | N/A |  |  |  | Yes | [13 empty] | Deferred | No | #N/A
CBEU01 | T-4 | Capacity Auction | 2019 | SSE Generation Ltd. | Ann Gray | Deanie 1 | Transmission | CMRS | Existing Generating CMU |  | Prequalified | Opt-In | N/A | 1 |  |  |  |  | 0 |  | 19 |  |  | 16.125 |  |  |  | 16.125 |  |  | Deanie Unit 1 Deanie Power Station, Struy, By Cannich, Inverness-shire, IV4 7JX NH291387 | 8653 |  |  |  | No |  |  |  | Yes | [9 empty] | Yes | N/A | 1
CBEU02 | T-4 | Capacity Auction | 2019 | SSE Generation Ltd. | Ann Gray | Deanie 2 | Transmission | CMRS | Existing Generating CMU |  | Prequalified | Opt-In | N/A | 1 |  |  |  |  | 0 |  | 19 |  |  | 16.125 |  |  |  | 16.125 |  |  | Deanie Unit 2 Deanie Power Station, Struy, By Cannich, Inverness-shire, IV4 7JX NH291387 | 8653 |  |  |  | No |  |  |  | Yes | [9 empty] | Yes | N/A | 1
CDCL01 | T-4 | Capacity Auction | 2019 | E.ON Global Commodities SE |  | CDCL01 | Transmission | CMRS | Existing Generating CMU |  | Prequalified | Opt-In | N/A | 1 |  |  |  |  | 0 |  | 440 |  |  | 391.6 |  |  |  | 391.6 |  |  | Cottam Development Centre (CDC) CCGT single unit station E.ON Cottam Development Centre Power Station Cottam Retford DN22 0TF SK810796 | 7068 |  |  |  | No |  |  |  | No | [9 empty] | No | N/A | 1
CES001 | T-4 | Capacity Auction | 2019 | Cofely East London Energy Limited |  | CELEKY | Distribution | Non CMRS | Existing Generating CMU |  | Prequalified | Opt-In | N/A | 1 |  |  |  |  | 0 |  | 3.244 |  |  | 2.92 |  |  |  | 2.88 |  |  | Combined Heat and Power Plant Olympic Park London Kings Yard Energy Centre, Carpenters Lane, Stratford, London E15 2DU TQ 373 845 | Export MPAN(s) Service 1 1200000000119 Service 2 1200000000128 Service 3 1200000000137 Import MPAN(s) Service 1 1200000000146Service 2 1200000000155 Service 3 1200000000164 |  |  |  | No | No | Yes | Metering Option (a) | No |  |  | No | [6 empty] | No | N/A | 1
CES002 | T-4 | Capacity Auction | 2019 | Cofely East London Energy Limited |  | CELEYSC | Distribution | Non CMRS | Existing Generating CMU |  | Prequalified | Opt-In | N/A | 1 |  |  |  |  | 0 |  | 5.838 |  |  | 5.254 |  |  |  | 5.254 |  |  | Combined Heat and Power Plant Stratford made up of 2 generators totalling 6.6MW however the generator sizes have been inserted pro rata to achieve the overall CMU capacity of 5.838 MW as per the 3 highest export peaks 100 Montifichet Road, Westfield, Stratford E20 1GR TQ 385 847 | Export MPAN(s) Service 1 1200000000085 Service 2 1200000000094 Service 3 200000000100 Import MPAN(s) Service 1 1200000000058 Service 2 1200000000067 Service 3 1200000000076 |  |  |  | No | No | Yes | Metering Option (a) | No |  |  | No | [6 empty] | No | N/A | 1
CES002 - Component | [30 empty] | Combined Heat and Power Plant Stratford made up of 2 generators totalling 6.6MW however the generator sizes have been inserted pro rata to achieve the overall CMU capacity of 5.838 MW as per the 3 highest export peaks 100 Montifichet Road, Westfield, Stratford E20 1GR TQ 385 847 | Export MPAN(s) Service 1 1200000000085 Service 2 1200000000094 Service 3 200000000100 Import MPAN(s) Service 1 1200000000058 Service 2 1200000000067 Service 3 1200000000076
CES003 | T-4 | Capacity Auction | 2019 | Cofely Industrial Energy Services Limited |  | Humber | Distribution | Non CMRS | Existing Generating CMU |  | Prequalified | Opt-In | N/A | 1 |  |  |  |  | 0 |  | 5.98 |  |  | 5.382 |  |  |  | 5.382 |  |  | Combined Heat and Power Plant Grimsby made up of 5 generators totalling 30MW however the export capacity is limited to 6.MW (other generators are on site are defunct) so the participating generator sizes have been inserted pro rata to achieve the overall CMU capacity of 5.943 MW as per the 3 highest export peaks. COFELY Great Coates, Grimsby, DN31 2SS TA 237 124 | Export MPAN Yarborough Road: 2300000457386 Import MPAN(s) Yarborough Road: 2376508000116 BTP: 2300000914250 |  |  |  | No | No | Yes | Metering Option (a) | No |  |  | No | [6 empty] | No | N/A | 1
CES003 - Component | [30 empty] | Combined Heat and Power Plant Grimsby made up of 5 generators totalling 30MW however the export capacity is limited to 6.MW (other generators are on site are defunct) so the participating generator sizes have been inserted pro rata to achieve the overall CMU capacity of 5.943 MW as per the 3 highest export peaks COFELY Great Coates, Grimsby, DN31 2SS TA 237 124 | Export MPAN Yarborough Road: 2300000457386 Import MPAN(s) Yarborough Road: 2376508000116 BTP: 2300000914250
CES003 - Component | [30 empty] | Combined Heat and Power Plant Grimsby made up of 5 generators totalling 30MW however the export capacity is limited to 6.MW (other generators are on site are defunct) so the participating generator sizes have been inserted pro rata to achieve the overall CMU capacity of 5.943 MW as per the 3 highest export peaks. COFELY Great Coates, Grimsby, DN31 2SS TA 237 124 | Export MPAN Yarborough Road: 2300000457386 Import MPAN(s) Yarborough Road: 2376508000116 BTP: 2300000914250
CES003 - Component | [30 empty] | Combined Heat and Power Plant Grimsby made up of 5 generators totalling 30MW however the export capacity is limited to 6.MW (other generators are on site are defunct) so the participating generator sizes have been inserted pro rata to achieve the overall CMU capacity of 5.943 MW as per the 3 highest export peaks. COFELY Great Coates, Grimsby, DN31 2SS TA 237 124 | Export MPAN Yarborough Road: 2300000457386 Import MPAN(s) Yarborough Road: 2376508000116 BTP: 2300000914250
CES003 - Component | [30 empty] | Combined Heat and Power Plant Grimsby made up of 5 generators totalling 30MW however the export capacity is limited to 6.MW (other generators are on site are defunct) so the participating generator sizes have been inserted pro rata to achieve the overall CMU capacity of 5.943 MW as per the 3 highest export peaks. COFELY Great Coates, Grimsby, DN31 2SS TA 237 124 | Export MPAN Yarborough Road: 2300000457386 Import MPAN(s) Yarborough Road: 2376508000116 BTP: 2300000914250
CHICK1 | T-4 | Capacity Auction | 2019 | SSEPG (Operations) Limited | Ann Gray | Chickerell | Distribution | Non CMRS | Existing Generating CMU |  | Prequalified | Opt-In | N/A | 1 |  |  |  |  | 0 |  | 47.04 |  |  | 44.472 |  |  |  | 44.472 |  |  | 1 x OCGT Chickerell Generation Site, Off Radipole Lane, Chickerell, Weymouth, DT4 9RW SY655806 | 2000050928877 |  |  |  | No | No | Yes | Metering Option (a) | No |  |  | No | [6 empty] | No | N/A | 1
CHIPN1 | T-4 | Capacity Auction | 2019 | SSEPG (Operations) Limited | Ann Gray | Chippenham | Distribution | Non CMRS | Existing Generating CMU |  | Prequalified | Opt-In | N/A | 1 |  |  |  |  | 0 |  | 10 |  |  | 9.454 |  |  |  | 9.454 |  |  | 4 x reciprocating engines Chippenham Station, Cocklebury Lane, Chippenham, SN15 1RS ST926743 | 2000051445143 |  |  |  | No | No | Yes | Metering Option (a) | No |  |  | No | [6 empty] | No | N/A | 1
CLAC-1 | T-4 | Capacity Auction | 2019 | SSE Generation Ltd. | Ann Gray | Clachan 1 | Distribution | CMRS | Existing Generating CMU |  | Prequalified | Opt-In | N/A | 1 |  |  |  |  | 0 |  | 40 |  |  | 33.948 |  |  |  | 33.948 |  |  | 1 x hydro turbine & synchronous generator Clachan Power Station, Cairndow, By Inverary, Argyll, PA26 8RG NN191133 | 8680 |  |  |  | No | No | Yes |  | No | [9 empty] | No | N/A | 1
CLUNIE | T-4 | Capacity Auction | 2019 | SSE Generation Ltd. | Ann Gray | Clunie | Transmission | CMRS | Existing Generating CMU |  | Prequalified | Opt-In | N/A | 1 |  |  |  |  | 0 |  | 61.2 |  |  | 51.94 |  |  |  | 51.94 |  |  | ROCable hydro units within the BMU are not included in the CMU. Clunie Power Station, Pitlochry, PH16 5NF NN912597 | 8662 |  |  |  | No |  |  |  | Yes | [9 empty] | Yes | N/A | 1
CLYN01 | T-4 | Capacity Auction | 2019 | Clyne Power Limited |  | Clyne Power | Distribution | Non CMRS | New Build Generating CMU |  | Prequalified | Opt-In | N/A | 15 |  | Yes | Yes |  | 75630 |  | 16 |  |  | 15.126 |  |  |  | 15.126 |  |  | 16 MW power plant comprising 8 x 2MW gas reciprocating engines. Power plant will be connectd to the WPD distribution network and WWU gas network. Waun y Pound Industrial Estate, Ebbw Vale, South Wales, NP23 6PL 316211 | N/A |  |  |  | Yes | [13 empty] | Deferred | Yes | 15
CMP-M1 | T-4 | Capacity Auction | 2019 | Clifton Marsh Power Ltd |  | Middleton Clean Energy Centre 1 | Distribution | Non CMRS | New Build Generating CMU |  | Prequalified | Opt-In | N/A | 15 |  | Yes | Yes |  | 222760 |  | 47.125 |  |  | 44.552 |  |  |  | 44.552 |  |  | The installation of 5 Bergen engines. Middleton Clean Energy Centre 1 Middleton Road Heysham Lancashire LA3 3JW 415594 | N/A |  |  |  | Yes | [13 empty] | Deferred | Yes | 15
CNQPS1 | T-4 | Capacity Auction | 2019 | E.ON Global Commodities SE |  | Connahs U1 | Transmission | CMRS | Existing Generating CMU |  | Prequalified | Opt-In | N/A | 1 |  |  |  |  | 0 |  | 375 |  |  | 333.75 |  |  |  | 333.75 |  |  | Connah's Quay PS Unit 1 CCGT Kelsterton Road, Connah's Quay, Flintshire CH5 4BP SJ277712 | 5024 |  |  |  | No |  |  |  | No | [9 empty] | No | N/A | 1
CNQPS2 | T-4 | Capacity Auction | 2019 | E.ON Global Commodities SE |  | Connahs U2 | Transmission | CMRS | Existing Generating CMU |  | Prequalified | Opt-In | N/A | 1 |  |  |  |  | 0 |  | 375 |  |  | 333.75 |  |  |  | 333.75 |  |  | Connah's Quay PS Unit 2 CCGT Kelsterton Road, Connah's Quay, Flintshire CH5 4BP SJ277712 | 5024 |  |  |  | No |  |  |  | No | [9 empty] | No | N/A | 1
CNQPS3 | T-4 | Capacity Auction | 2019 | E.ON Global Commodities SE |  | Connahs U3 | Transmission | CMRS | Existing Generating CMU |  | Prequalified | Opt-In | N/A | 1 |  |  |  |  | 0 |  | 375 |  |  | 333.75 |  |  |  | 333.75 |  |  | Connah's Quay PS Unit 3 CCGT Kelsterton Road, Connah's Quay, Flintshire CH5 4BP SJ277712 | 5024 |  |  |  | No |  |  |  | No | [9 empty] | No | N/A | 1
CNQPS4 | T-4 | Capacity Auction | 2019 | E.ON Global Commodities SE |  | Connahs U4 | Transmission | CMRS | Existing Generating CMU |  | Prequalified | Opt-In | N/A | 1 |  |  |  |  | 0 |  | 375 |  |  | 333.75 |  |  |  | 333.75 |  |  | Connah's Quay PS Unit 4 CCGT Kelsterton Road, Connah's Quay, Flintshire CH5 4BP SJ277712 | 5024 |  |  |  | No |  |  |  | No | [9 empty] | No | N/A | 1
CORB-1 | T-4 | Capacity Auction | 2019 | Corby Power Limited | Gill Bradley | Corby_1 | Distribution | CMRS | Existing Generating CMU |  | Prequalified | Opt-In | N/A | 1 |  |  |  |  | 0 |  | 407 |  |  | 362.23 |  |  |  | 362.23 |  |  | The CMU is a combined cycle gas turbine Corby Power Limited Mitchell Road Phoenix Parkway Corby NN17 5Q5 United Kingdom SP 89590 91142 | 7015 |  |  |  | No | Yes | Yes |  | No | [9 empty] | Yes | N/A | 1
COWE01 | T-4 | Capacity Auction | 2019 | RWE Generation UK plc |  | CMU_COWE1 | Distribution | CMRS | Existing Generating CMU |  | Prequalified | Opt-In | N/A | 1 |  |  |  |  | 0 |  | 70 |  |  | 66.178 |  |  |  | 66.178 |  |  | Cowes 1 - OCGT Cowes Power Station Kingston Road East Cowes Isle of Wight PO32 6JS SZ 505 944 | 4548 |  |  |  | No | No | Yes |  | No | [9 empty] | No | N/A | 1
COWE02 | T-4 | Capacity Auction | 2019 | RWE Generation UK plc |  | CMU_COWE2 | Distribution | CMRS | Existing Generating CMU |  | Prequalified | Opt-In | N/A | 1 |  |  |  |  | 0 |  | 70 |  |  | 66.178 |  |  |  | 66.178 |  |  | Cowes 2 - OCGT Cowes Power Station Kingston Road East Cowes Isle of Wight PO32 6JS SZ 505 944 | 4548 |  |  |  | No | No | Yes |  | No | [9 empty] | No | N/A | 1
CROYD1 | T-4 | Capacity Auction | 2019 | Rolls-Royce Power Development Limited |  | Croydon Energy | Distribution | Non CMRS | Existing Generating CMU |  | Prequalified | Opt-In | N/A | 1 |  |  |  |  | 0 |  | 49.513 |  |  | 46.81 |  |  |  | 47.27 |  |  | The auxiliary load is minimal (1MW) and have been removed from the metering assessment when calculating the maximum generating output Factory Lane, Croydon, Surrey, CR0 3LE TQ3124865885 | 1900060831708 |  |  |  | No | No | Yes | Metering Option (a) | No |  |  | No | [6 empty] | No | N/A | 1
CRUMLN | T-4 | Capacity Auction | 2019 | Balance Power Limited |  | Crumlin | Distribution | Non CMRS | New Build Generating CMU |  | Prequalified | Opt-In | N/A | 15 |  |  | Yes |  | 94540 |  | 20 |  |  | 18.908 |  |  |  | 18.908 |  |  | CMU Component is 500kVA reciprocating diesel engine. Balance Power, Croespenmaen, Newport, Caerphilly NP11 3BP, Wales ST 19942 98025 | N/A |  |  |  | Yes | [13 empty] | Deferred | Yes | 15
CULV01 | T-4 | Capacity Auction | 2019 | Culvery Power Limited |  | Culvery Power | Distribution | Non CMRS | New Build Generating CMU |  | Prequalified | Opt-In | N/A | 15 |  | Yes | Yes |  | 66180 |  | 14 |  |  | 13.236 |  |  |  | 13.236 |  |  | 14 MW power plant comprising 7 x 2MW gas reciprocating engines Chemistry Lane, Interlinq Trade Park, Queensfery, Flintshire, CH5 2DW 332368 | N/A |  |  |  | Yes | [13 empty] | Deferred | Yes | 15
CURZ01 | T-4 | Capacity Auction | 2019 | Curzon Lodge Energy Limited |  | CURZ01 | Distribution | Non CMRS | New Build Generating CMU |  | Prequalified | Opt-In | N/A | 15 |  | Yes | Yes |  | 90000 |  | 19.04 |  |  | 18 |  |  |  | 17.999 |  |  | 2.115MW diesel and/or gas dual fuel reciprocating engine Loncliffe Quarries, Brassington, Matlock, Derbyshire, DE44BZ SK233560 | N/A |  |  |  | Yes | [13 empty] | Deferred | Yes | 15
CURZ01 - Component | [30 empty] | 2.115mw diesel and/or gas dual fuel reciprocating engine Loncliffe Quarries, Brassington, Matlock, Derbyshire, DE44BZ sk233560 | n/a
CURZ01 - Component | [30 empty] | 2.115mw diesel and/or gas dual fuel reciprocating engine Loncliffe Quarries, Brassington, Matlock, Derbyshire, DE44BZ sk233560 | n/a
CURZ01 - Component | [30 empty] | 2.115mw diesel and/or gas dual fuel reciprocating engine Loncliffe Quarries, Brassington, Matlock, Derbyshire, DE44BZ sk233560 | n/a
CURZ01 - Component | [30 empty] | 2.115mw diesel and/or gas dual fuel reciprocating engine Loncliffe Quarries, Brassington, Matlock, Derbyshire, DE44BZ sk233560 | n/a
CURZ01 - Component | [30 empty] | 2.116mw diesel and/or gas dual fuel reciprocating engine Loncliffe Quarries, Brassington, Matlock, Derbyshire, DE44BZ sk233560 | n/a
CURZ01 - Component | [30 empty] | 2.116mw diesel and /or gas dual fuel reciprocating engine Loncliffe Quarries, Brassington, Matlock, Derbyshire, DE44BZ sk233560 | n/a
CURZ01 - Component | [30 empty] | 2.116mw diesel and/or gas dual fuel reciprocating engine Loncliffe Quarries, Brassington, Matlock, Derbyshire, DE44BZ sk233560 | n/a
CURZ01 - Component | [30 empty] | 2.116mw diesel and/or gas dual fuel reciprocating engine Loncliffe Quarries, Brassington, Matlock, Derbyshire, DE44BZ sk233560 | n/a
DAFE01 | T-4 | Capacity Auction | 2019 | Dafen Reserve Power Limited |  | Dafen Power | Distribution | Non CMRS | Existing Generating CMU |  | Prequalified | Opt-In | N/A | 1 |  |  |  |  | 0 |  | 10 |  |  | 9.454 |  |  |  | 9.454 |  |  | 10 MW power plant comprising 5 x 2MW gas fired reciprocating engines Llethri Road, Dafen Park Industrial Estate, Llanelli, SA14 8QG 253202 | 2100041227102 |  |  |  | No | No | Yes | Metering Option (a) | No |  |  | No | [6 empty] | No | N/A | 1
DCPS01 | T-4 | Capacity Auction | 2019 | VEOLIA UK Limited |  | DCPS01 | Distribution | Non CMRS | Existing Generating CMU |  | Prequalified | Opt-In | N/A | 1 |  |  |  |  | 0 |  | 3.65 |  |  | 3.285 |  |  |  | 3.285 |  |  | CMU Component is a 7MW gas turbine embedded into unlicensed private distribution network located at HX4 9PY. Export Grid Connection Capacity is a firm 7000kVA with a power factor of 0.95 as per the Connection Agreement Stainland Board Mills, Holywell Green, Halifax, West Yorkshire, HX4 9PY SE069190 | 00 845 015 2300000683342 |  |  |  | No | Yes | Yes | Metering Option (a) | No |  |  | No | [6 empty] | Yes | N/A | 1
DEEP01 | T-4 | Capacity Auction | 2019 | Dee Power Limited |  | Dee Power | Distribution | Non CMRS | New Build Generating CMU |  | Not Prequalified | Opt-In | N/A | 15 |  | Yes | Yes |  | 0 | Yes | 20 |  |  | 18.908 |  |  |  | 18.908 |  |  | 20 MW power plant comprising 10 *2MW gas reciprocating engines. Shotton Steelworks, Deeside, Flintshire, CH5 2NH 331371 | N/A |  |  |  | Yes | [13 empty] | Deferred | No | 15
DEEP-1 | T-4 | Capacity Auction | 2019 | Deeside Power (UK) Limited |  | Deeside | Transmission |  |  |  |  | Opt-Out | Closed down, decommissioned or otherwise non-operational by the start of the relevant Delivery Year | [7 empty] | 528 | [6 empty] | 469.92 |  |  | Deeside CCGT Power Station Deeside Power Station Weighbridge Road Zone 4, Deeside Industrial Park Deeside Flintshire CH5 2UL SJ297712 | 4051 | [18 empty] | Not Entering/No Submission
DERBY1 | T-4 | Capacity Auction | 2019 | Rolls-Royce Power Development Limited |  | Derby Cogen Ltd | Distribution | Non CMRS | Existing Generating CMU |  | Prequalified | Opt-In | N/A | 1 |  |  |  |  | 0 |  | 55.198 |  |  | 52.184 |  |  |  | 54.833 |  |  | The auxiliary load is minimal (1MW) and have been removed from the metering assessment when calculating the maximum generating output Victory Road, Derby, Derbyshire, DE24 8BJ SK3622231884 | 1100050222428 |  |  |  | No | No | Yes | Metering Option (a) | No |  |  | No | [6 empty] | No | N/A | 1
DERWNT | T-4 | Capacity Auction | 2019 | Derwent Cogeneration Limited |  | Derwent | Transmission |  |  |  |  | Opt-Out | Closed down, decommissioned or otherwise non-operational by the start of the relevant Delivery Year | [7 empty] | 232 | [6 empty] | 208.8 |  |  |  | N/A | [18 empty] | Not Entering/No Submission
DIDC1G | T-4 | Capacity Auction | 2019 | RWE Generation UK plc |  | CMU_DIDC1G | Distribution | CMRS | Existing Generating CMU |  | Prequalified | Opt-In | N/A | 1 |  |  |  |  | 0 |  | 25 |  |  | 23.635 |  |  |  | 23.635 |  |  | Didcot 1 OCGT - Power factor used for conversion of kVA to MW is 1 Didcot OCGT Power Station Didcot Oxfordshire OX11 7HA SU 510 920 | 4032 |  |  |  | No | No | Yes |  | No | [9 empty] | No | N/A | 1
DIDC2G | T-4 | Capacity Auction | 2019 | RWE Generation UK plc |  | CMU_DIDC2G | Distribution | CMRS | Existing Generating CMU |  | Prequalified | Opt-In | N/A | 1 |  |  |  |  | 0 |  | 25 |  |  | 23.635 |  |  |  | 23.635 |  |  | Didcot 2 OCGT - Power factor used for conversion of kVA to MW is 1 Didcot OCGT Power Station Didcot Oxfordshire OX11 7HA SU 510 920 | 4032 |  |  |  | No | No | Yes |  | No | [9 empty] | No | N/A | 1
DIDC3G | T-4 | Capacity Auction | 2019 | RWE Generation UK plc |  | CMU_DIDC3G | Distribution | CMRS | Existing Generating CMU |  | Prequalified | Opt-In | N/A | 1 |  |  |  |  | 0 |  | 25 |  |  | 23.635 |  |  |  | 23.635 |  |  | Didcot 3 OCGT - Power factor used for conversion of kVA to MW is 1 Didcot OCGT Power Station Didcot Oxfordshire OX11 7HA SU 510 920 | 4032 |  |  |  | No | No | Yes |  | No | [9 empty] | No | N/A | 1
DIDC4G | T-4 | Capacity Auction | 2019 | RWE Generation UK plc |  | CMU_DIDC4G | Distribution | CMRS | Existing Generating CMU |  | Prequalified | Opt-In | N/A | 1 |  |  |  |  | 0 |  | 25 |  |  | 23.635 |  |  |  | 23.635 |  |  | Didcot 4 OCGT - Power factor used for conversion of kVA to MW is 1 Didcot OCGT Power Station Didcot Oxfordshire OX11 7HA SU 510 920 | 4032 |  |  |  | No | No | Yes |  | No | [9 empty] | No | N/A | 1
DIDCB5 | T-4 | Capacity Auction | 2019 | RWE Generation UK plc |  | CMU_DIDCB5 | Transmission | CMRS | Existing Generating CMU |  | Prequalified | Opt-In | N/A | 1 |  |  |  |  | 0 |  | 800 |  |  | 712 |  |  |  | 712 |  |  | Didcot B5 - CCGT Didcot B Power Station Milton Road Didcot Oxfordshire OX11 7YU SU 507 921 | 4055 |  |  |  | No |  |  |  | No | [9 empty] | No | N/A | 1
DIDCB6 | T-4 | Capacity Auction | 2019 | RWE Generation UK plc |  | CMU_DIDCB6 | Transmission | CMRS | Existing Generating CMU |  | Prequalified | Opt-In | N/A | 1 |  |  |  |  | 0 |  | 750 |  |  | 667.5 |  |  |  | 667.5 |  |  | Didcot B6 - CCGT Didcot B Power Station Milton Road Didcot Oxfordshire OX11 7YU SU 507 921 | 4055 |  |  |  | No |  |  |  | No | [9 empty] | No | N/A | 1
DINO-1 | T-4 | Capacity Auction | 2019 | First Hydro Company |  | Dinorwig Unit 1 | Transmission | CMRS | Existing Generating CMU | Yes | Prequalified | Opt-In | N/A | 1 |  |  |  |  | 0 |  | 274 |  |  | 264.766 |  |  |  | 264.766 |  |  | BM unit T_DINO-1 at Dinorwig Power Station (Pumped Storage). In reference to the Prequalification question “Is there any other generation on site (other than the CMU generating units)?” (in the “Metering Assessment” section), please note that at Dinorwig, there are two 1.5MW diesel generators on site in addition to the generating unit in this CMU and the other five generating units, each of these a CMU. These diesel generators may be used to provide the Black Start service and for routine tests. Dinorwig Power Station, Llanberis, Caernarfon, LL55 4TY SH594600 | 7010 |  |  |  | No |  |  |  | Yes | [9 empty] | Yes | N/A | 1
DINO-2 | T-4 | Capacity Auction | 2019 | First Hydro Company |  | Dinorwig Unit 2 | Transmission | CMRS | Existing Generating CMU | Yes | Prequalified | Opt-In | N/A | 1 |  |  |  |  | 0 |  | 274 |  |  | 264.766 |  |  |  | 264.766 |  |  | BM unit T_DINO-2 at Dinorwig Power Station (Pumped Storage). In reference to the Prequalification question “Is there any other generation on site (other than the CMU generating units)?” (in the “Metering Assessment” section), please note that at Dinorwig, there are two 1.5MW diesel generators on site in addition to the generating unit in this CMU and the other five generating units, each of these a CMU. These diesel generators may be used to provide the Black Start service and for routine tests. Dinorwig Power Station, Llanberis, Caernarfon, LL55 4TY SH594600 | 7010 |  |  |  | No |  |  |  | Yes | [9 empty] | Yes | N/A | 1
DINO-3 | T-4 | Capacity Auction | 2019 | First Hydro Company |  | Dinorwig Unit 3 | Transmission | CMRS | Existing Generating CMU | Yes | Prequalified | Opt-In | N/A | 1 |  |  |  |  | 0 |  | 301.967 |  |  | 291.791 |  |  |  | 291.791 |  |  | BM unit T_DINO-3 at Dinorwig Power Station (Pumped Storage). In reference to the Prequalification question “Is there any other generation on site (other than the CMU generating units)?” (in the “Metering Assessment” section), please note that at Dinorwig, there are two 1.5MW diesel generators on site in addition to the generating unit in this CMU and the other five generating units, each of these a CMU. These diesel generators may be used to provide the Black Start service and for routine tests. Dinorwig Power Station, Llanberis, Caernarfon, LL55 4TY SH594600 | 7011 |  |  |  | No |  |  |  | Yes | [9 empty] | Yes | N/A | 1
DINO-4 | T-4 | Capacity Auction | 2019 | First Hydro Company |  | Dinorwig Unit 4 | Transmission | CMRS | Existing Generating CMU | Yes | Prequalified | Opt-In | N/A | 1 |  |  |  |  | 0 |  | 300.8 |  |  | 290.663 |  |  |  | 290.663 |  |  | BM unit T_DINO-4 at Dinorwig Power Station (Pumped Storage). In reference to the Prequalification question “Is there any other generation on site (other than the CMU generating units)?” (in the “Metering Assessment” section), please note that at Dinorwig, there are two 1.5MW diesel generators on site in addition to the generating unit in this CMU and the other five generating units, each of these a CMU. These diesel generators may be used to provide the Black Start service and for routine tests. Dinorwig Power Station, Llanberis, Caernarfon, LL55 4TY SH594600 | 7011 |  |  |  | No |  |  |  | Yes | [9 empty] | Yes | N/A | 1
DINO-5 | T-4 | Capacity Auction | 2019 | First Hydro Company |  | Dinorwig Unit 5 | Transmission | CMRS | Existing Generating CMU | Yes | Prequalified | Opt-In | N/A | 1 |  |  |  |  | 0 |  | 274 |  |  | 264.766 |  |  |  | 264.766 |  |  | BM unit T_DINO-5 at Dinorwig Power Station (Pumped Storage). In reference to the Prequalification question “Is there any other generation on site (other than the CMU generating units)?” (in the “Metering Assessment” section), please note that at Dinorwig, there are two 1.5MW diesel generators on site in addition to the generating unit in this CMU and the other five generating units, each of these a CMU. These diesel generators may be used to provide the Black Start service and for routine tests. Dinorwig Power Station, Llanberis, Caernarfon, LL55 4TY SH594600 | 7012 |  |  |  | No |  |  |  | Yes | [9 empty] | Yes | N/A | 1
DINO-6 | T-4 | Capacity Auction | 2019 | First Hydro Company |  | Dinorwig Unit 6 | Transmission | CMRS | Existing Generating CMU | Yes | Prequalified | Opt-In | N/A | 1 |  |  |  |  | 0 |  | 274 |  |  | 264.766 |  |  |  | 264.766 |  |  | BM unit T_DINO-6 at Dinorwig Power Station (Pumped Storage). In reference to the Prequalification question “Is there any other generation on site (other than the CMU generating units)?” (in the “Metering Assessment” section), please note that at Dinorwig, there are two 1.5MW diesel generators on site in addition to the generating unit in this CMU and the other five generating units, each of these a CMU. These diesel generators may be used to provide the Black Start service and for routine tests. Dinorwig Power Station, Llanberis, Caernarfon, LL55 4TY SH594600 | 7012 |  |  |  | No |  |  |  | Yes | [9 empty] | Yes | N/A | 1
DNGB21 | T-4 | Capacity Auction | 2019 | EDF Energy Nuclear Generation Limited |  | Dungeness B Power Station CMU 21 | Transmission | CMRS | Existing Generating CMU |  | Prequalified | Opt-In | N/A | 1 |  |  |  |  | 0 |  | 540.941 |  |  | 445.249 |  |  |  | 445.249 |  |  | Dungeness B Power Station CMU 21 EDF Energy, Dungeness B power station, Romney Marsh, Kent, TN29 9PX TR 082 168 | 6031 |  |  |  | No |  |  |  | No | [9 empty] | No | N/A | 1
DNGB22 | T-4 | Capacity Auction | 2019 | EDF Energy Nuclear Generation Limited |  | Dungeness B Power Station CMU 22 | Transmission | CMRS | Existing Generating CMU |  | Prequalified | Opt-In | N/A | 1 |  |  |  |  | 0 |  | 548 |  |  | 451.059 |  |  |  | 451.059 |  |  | Dungeness B Power Station CMU 22 EDF Energy, Dungeness B Power Station, Romney Marsh, Kent, TN29 9PX TR 082 168 | 6031 |  |  |  | No |  |  |  | No | [9 empty] | No | N/A | 1
DOCK_A | T-4 | Capacity Auction | 2019 | Valence Power Limited |  | Ipswich Docks A | Distribution | Non CMRS | New Build Generating CMU |  | Not Prequalified | Opt-In | N/A | 15 |  | Yes | Yes |  | 0 | Yes | 20 |  |  | 18.908 |  |  |  | 18.908 |  |  | CMU component is 500kVA reciprocating diesel engine. Customs House, Ipswich Docks, Ipswich, Suffolk, IP3 0DP TM 16851 42309 | N/A |  |  |  | Yes | [13 empty] | Deferred | No | 15
DOWSTO | T-4 | Capacity Auction | 2019 | Green Frog Power Limited |  | Dowlais | Distribution | Non CMRS | Existing Generating CMU |  | Prequalified | Opt-In | N/A | 1 |  |  |  |  | 0 |  | 20 |  |  | 18.908 |  |  |  | 18.908 |  |  | Reciprocating Engines Pengarnddu Ind Est, Dowlais Top, Merthyr Tydfil, CF48 2TA SO078088 | 2100041120360 |  |  |  | No | No | Yes | Metering Option (c) | Yes | Yes | settlement metering |  |  | Yes |  | COP2 | Yes |  | Yes | N/A | 1
Dpeak1 | T-4 | Capacity Auction | 2019 | DRAX GENERATION (SELBY) LIMITED |  | Drax Peaking Generation 1 | Distribution | Non CMRS | New Build Generating CMU |  | Prequalified | Opt-In | N/A | 15 |  | Yes | Yes |  | 94540 |  | 20 |  |  | 18.908 |  |  |  | 18.908 |  |  | Small scale distributed generation located on existing site. Drax Power Station Selby North Yorkshire YO8 8PH SE661264 | N/A |  |  |  | Yes | [13 empty] | Deferred | Yes | 15
DRAX02 | T-4 | Capacity Auction | 2019 | Drax Power Limited |  | DRAX02 | Transmission |  |  |  |  | Opt-Out | Operational throughout the relevant Delivery Year | [7 empty] | 636.569 | [6 empty] | 559.29 |  |  | This CMU component is a boiler turbine unit at Drax Power Station with BMU identifier T_DRAXX-2 under the BSC. The metering for this unit is an aggregation of GEN2 and UT2.The net output of the CMU component will be the metered output for T_DRAXX-2 less the auxiliary load. Drax Power Station, Selby, YO8 8PH 667267 | 4014:4015 | [18 empty] | Not Entering/No Submission
DRAX03 | T-4 | Capacity Auction | 2019 | Drax Power Limited |  | DRAX03 | Transmission |  |  |  |  | Opt-Out | Operational throughout the relevant Delivery Year | [7 empty] | 636.569 | [6 empty] | 559.29 |  |  | This CMU component is a boiler turbine unit at Drax Power Station with BMU identifier T_DRAXX-3 under the BSC. The metering for this unit is an aggregation of GEN3 and UT3.The net output of the CMU component will be the metered output for T_DRAXX-3 less the auxiliary load. Drax Power Station, Selby, YO8 8PH 667267 | 4015 | [18 empty] | Not Entering/No Submission
DRAX04 | T-4 | Capacity Auction | 2019 | Drax Power Limited |  | DRAX04 | Transmission |  |  |  |  | Opt-Out | Operational throughout the relevant Delivery Year | [7 empty] | 636.569 | [6 empty] | 559.29 |  |  | This CMU component is a boiler turbine unit at Drax Power Station with BMU identifier T_DRAXX-4 under the BSC. The metering for this unit is an aggregation of GEN4 and UT4.The net output of the CMU component will be the metered output for T_DRAXX-4 less the auxiliary load. Drax Power Station, Selby, YO8 8PH 667267 | 4016 | [18 empty] | Not Entering/No Submission
DRAX05 | T-4 | Capacity Auction | 2019 | Drax Power Limited |  | DRAX05 | Transmission | CMRS | Existing Generating CMU |  | Prequalified | Opt-In | N/A | 1 |  |  |  |  | 0 |  | 640.207 |  |  | 562.486 |  |  |  | 562.487 |  |  | This CMU component is a boiler turbine unit at Drax Power Station with BMU identifier T_DRAXX-5 under the BSC. The metering for this unit is an aggregation of GEN5 and UT5.The net output of the CMU component will be the metered output for T_DRAXX-5 less the auxiliary load. Drax Power Station, Selby, North Yorkshire, YO8 8PH 667267 | 4017 |  |  |  | No |  |  |  | Yes | [9 empty] | Yes | N/A | 1
DRAX06 | T-4 | Capacity Auction | 2019 | Drax Power Limited |  | DRAX06 | Transmission | CMRS | Existing Generating CMU |  | Prequalified | Opt-In | N/A | 1 |  |  |  |  | 0 |  | 639.414 |  |  | 561.789 |  |  |  | 561.789 |  |  | This CMU component is a boiler turbine unit at Drax Power Station with BMU identifier T_DRAXX-6 under the BSC. The metering for this unit is an aggregation of GEN6 and UT6.The net output of the CMU component will be the metered output for T_DRAXX-6 less the auxiliary load. Drax Power Station, Selby, North Yorkshire, YO8 8PH 667267 | 4017 |  |  |  | No |  |  |  | Yes | [9 empty] | Yes | N/A | 1
DRAX09 | T-4 | Capacity Auction | 2019 | Drax Power Limited |  | DRAX09 | Transmission | CMRS | Existing Generating CMU |  | Prequalified | Opt-In | N/A | 1 |  |  |  |  | 0 |  | 30.279 |  |  | 28.626 |  |  |  | 28.625 |  |  | This CMU component is an open cycle gas turbine unit fuelled by distillate with BMU identifier T_DRAXX-9G under the BSC. The net output of the CMU component will be the metered output for T_DRAXX-9G less the auxiliary load. Drax Power Station, Selby, North Yorkshire, YO8 8PH 667267 | 4016 |  |  |  | No |  |  |  | Yes | [9 empty] | Yes | N/A | 1
DRAX10 | T-4 | Capacity Auction | 2019 | Drax Power Limited |  | DRAX10 | Transmission | CMRS | Existing Generating CMU |  | Prequalified | Opt-In | N/A | 1 |  |  |  |  | 0 |  | 30.395 |  |  | 28.735 |  |  |  | 28.734 |  |  | This CMU component is an open cycle gas turbine unit fuelled by distillate with BMU identifier T_DRAXX-10G under the BSC. The net output of the CMU component will be the metered output for T_DRAXX-10G less the auxiliary load. Drax Power Station, Selby, North Yorkshire, YO8 8PH 667267 | 4016 |  |  |  | No |  |  |  | Yes | [9 empty] | Yes | N/A | 1
DRAX12 | T-4 | Capacity Auction | 2019 | Drax Power Limited |  | DRAX12 | Transmission | CMRS | Existing Generating CMU |  | Prequalified | Opt-In | N/A | 1 |  |  |  |  | 0 |  | 30.738 |  |  | 29.06 |  |  |  | 29.06 |  |  | This CMU component is an open cycle gas turbine unit fuelled by distillate with BMU identifier T_DRAXX-12G under the BSC. The net output of the CMU component will be the metered output for T_DRAXX-12G less the auxiliary load. Drax Power Station, Selby, North Yorkshire, YO8 8PH 667267 | 4049 |  |  |  | No |  |  |  | Yes | [9 empty] | Yes | N/A | 1
EBRGG1 | T-4 | Capacity Auction | 2019 | Centrica Brigg Limited |  | E_BRGG-1 | Distribution | CMRS | Refurbishing Generating CMU |  | Prequalified | Opt-In | N/A | 1 |  |  |  |  | 0 |  | 99 |  |  |  |  | 93.595 | Refurbishing CM Unit only |  |  | 93.595 | Centrica Brigg Power Station is an Open Cycle Gas Turbine (OCGT) electricity generating station. Centrica Brigg Power Station, Scawby Brook, Brigg DN20 9LT. SE 991 059 | 7020 |  |  |  | Pre-Refurb: N/A Post-Refurb: No | Pre-Refurb: N/A Post-Refurb: No | Pre-Refurb: N/A Post-Refurb: Yes | Pre-Refurb: N/A Post-Refurb: N/A | Pre-Refurb: N/A Post-Refurb: No | Pre-Refurb: N/A Post-Refurb: N/A | Pre-Refurb: N/A Post-Refurb: N/A | Pre-Refurb: N/A Post-Refurb: N/A | Pre-Refurb: N/A Post-Refurb: N/A | Pre-Refurb: N/A Post-Refurb: N/A | Pre-Refurb: N/A Post-Refurb: N/A | Pre-Refurb: N/A Post-Refurb: N/A | Pre-Refurb: N/A Post-Refurb: N/A | Pre-Refurb: N/A Post-Refurb: N/A | Pre-Refurb: N/A Post-Refurb: No | Pre-Refurb: Not Found/Submitted Post-Refurb: Yes | 1 | Refurbishing CM Unit only
EBRYP1 | T-4 | Capacity Auction | 2019 | Centrica Barry Limited |  | E_BRYP-1 | Distribution | CMRS | Existing Generating CMU |  | Prequalified | Opt-In | N/A | 1 |  |  |  |  | 0 |  | 248.2 |  |  | 220.898 |  |  |  | 222.5 |  |  | Centrica Barry Power Station is a Combined Cycle Gas Turbine (CCGT) electricity generating station. Centrica Barry Power Station, Sully Moors Rd, Sully, CF64 5RP. ST 146 687 | 7051.7055. |  |  |  | No | No | Yes |  | No | [9 empty] | No | N/A | 1
ECMU07 | T-4 | Capacity Auction | 2019 | EnerNOC UK Limited |  | 2019/20 T-4 CMU1 |  | Non CMRS | Unproven DSR CMU |  | Prequalified | Opt-In | N/A | 1 | Yes |  |  |  | 217000 |  | 50 |  | 43.4 | 43.4 |  |  |  | 43.4 |  |  | Component yet to be procured Component yet to be procured | N/A |  |  |  | Yes | [13 empty] | Deferred | Yes | 1
ECMU08 | T-4 | Capacity Auction | 2019 | EnerNOC UK Limited |  | 2019/20 T-4 CMU2 |  | Non CMRS | Unproven DSR CMU |  | Prequalified | Opt-In | N/A | 1 | Yes |  |  |  | 217000 |  | 50 |  | 43.4 | 43.4 |  |  |  | 43.4 |  |  | Component yet to be procured Component yet to be procured | N/A |  |  |  | Yes | [13 empty] | Deferred | Yes | 1
ECMU09 | T-4 | Capacity Auction | 2019 | EnerNOC UK Limited |  | 2019/20 T-4 CMU3 |  | Non CMRS | Unproven DSR CMU |  | Prequalified | Opt-In | N/A | 1 | Yes |  |  |  | 217000 |  | 50 |  | 43.4 | 43.4 |  |  |  | 43.4 |  |  | Component yet to be procured Component yet to be procured | N/A |  |  |  | Yes | [13 empty] | Deferred | Yes | 1
ECMU10 | T-4 | Capacity Auction | 2019 | EnerNOC UK Limited |  | 2019/20 T-4 CMU4 |  | Non CMRS | Unproven DSR CMU |  | Prequalified | Opt-In | N/A | 1 | Yes |  |  |  | 217000 |  | 50 |  | 43.4 | 43.4 |  |  |  | 43.4 |  |  | Component yet to be procured Component yet to be procured | N/A |  |  |  | Yes | [13 empty] | Deferred | Yes | 1
ECMU11 | T-4 | Capacity Auction | 2019 | EnerNOC UK Limited |  | 2019/20 T-4 CMU5 |  | Non CMRS | Unproven DSR CMU |  | Prequalified | Opt-In | N/A | 1 | Yes |  |  |  | 217000 |  | 50 |  | 43.4 | 43.4 |  |  |  | 43.4 |  |  | Component yet to be procured Component yet to be procured | N/A |  |  |  | Yes | [13 empty] | Deferred | Yes | 1
ECMU12 | T-4 | Capacity Auction | 2019 | EnerNOC UK Limited |  | 2019/20 T-4 CMU6 |  | Non CMRS | Unproven DSR CMU |  | Prequalified | Opt-In | N/A | 1 | Yes |  |  |  | 217000 |  | 50 |  | 43.4 | 43.4 |  |  |  | 43.4 |  |  | Component yet to be procured Component yet to be procured | N/A |  |  |  | Yes | [13 empty] | Deferred | Yes | 1
EECL01 | T-4 | Capacity Auction | 2019 | E.ON Global Commodities SE |  | Enfield | Transmission | CMRS | Existing Generating CMU |  | Prequalified | Opt-In | N/A | 1 |  |  |  |  | 0 |  | 408 |  |  | 363.12 |  |  |  | 363.12 |  |  | Enfield CCGT Power Station - (one unit station) 111 Brancroft Way Enfield Middlesex EN3 7PL TQ368977 | 7074 |  |  |  | No |  |  |  | No | [9 empty] | No | N/A | 1
EGGB01 | T-4 | Capacity Auction | 2019 | Pegham Energy Limited |  | EGGB01 | Distribution | Non CMRS | New Build Generating CMU |  | Rejected | Opt-In | N/A | [5 empty] | 0 |  | 21.155 |  |  | 20 |  |  |  | 20 |  |  | 2.115MW diesel and/or gas dual fuel reciprocating engine Selby Road, Eggborough, Goole, DN14 0JT SE568243 | N/A |  |  |  | Yes | [13 empty] | Deferred | No | #N/A
EGGB01 - Component | [30 empty] | 2.115mw diesel and/or gas dual fuel reciprocating engine Selby Road, Eggborough, Goole, DN14 0JT se568243 | n/a
EGGB01 - Component | [30 empty] | 2.115mw diesel and/or gas reciprocating engine Selby Road, Eggborough, Goole, DN14 0JT su568243 | n/a
EGGB01 - Component | [30 empty] | 2.115mw diesel and/or gas dual fuel reciprocating engine Selby Road, Eggborough, Goole, DN14 0JT su568243 | n/a
EGGB01 - Component | [30 empty] | 2.115mw diesel and/or gas dual fuel reciprocating engine Selby Road, Eggborough, Goole, DN14 0JT su568243 | n/a
EGGB01 - Component | [30 empty] | 2.116mw diesel and/or gas dual fuel reciprocating engine Selby Road, Eggborough, Goole, DN14 0JT su568243 | n/a
EGGB01 - Component | [30 empty] | 2.116mw diesel and/or gas dual fuel reciprocating engine Selby Road, Eggborough, Goole, DN14 0JT se568243 | n/a
EGGB01 - Component | [30 empty] | 2.116mw diesel and/or gas dual fuel reciprocating engine Selby Road, Eggborough, Goole, DN14 0JT su568243 | n/a
EGGB01 - Component | [30 empty] | 2.116mw diesel and /or gas dual fuel reciprocating engines Selby Road, Eggborough, Goole, DN14 0JT su568243 | n/a
EGGB01 - Component | [30 empty] | 2.116mw diesel and /or gas dual fuel reciprocating engine Selby Road, Eggborough, Goole, DN14 0JT su568243 | n/a
EGGBRH | T-4 | Capacity Auction | 2019 | Eggborough Power Limited |  | Eggborough Power Station | Transmission |  |  |  |  | Opt-Out | Closed down, decommissioned or otherwise non-operational by the start of the relevant Delivery Year | [7 empty] | 2092 | [6 empty] | 1838.031 |  |  | Eggborough Power Station is an existing coal-fired power station located at Eggborough, 9km south of the town of Selby in Yorkshire. The power station consists of four coal-fired generating units and was originally commissioned in 1967. Eggborough Power Station, Goole, East Yorkshire, DN14 0BS SE577243 | 4022 | [18 empty] | Not Entering/No Submission
EGGBRH - Component | [30 empty] | Eggborough Power Station is an existing coal-fired power station located at Eggborough, 9km south of the town of Selby in Yorkshire. The power station consists of four coal-fired generating units and was originally commissioned in 1967. Eggborough Power Station, Goole, East Yorkshire, DN14 0BS SE577243 | 4022
EGGBRH - Component | [30 empty] | Eggborough Power Station is an existing coal-fired power station located at Eggborough, 9km south of the town of Selby in Yorkshire. The power station consists of four coal-fired generating units and was originally commissioned in 1967. Eggborough Power Station, Goole, East Yorkshire, DN14 0BS SE577243 | 4022
EGGBRH - Component | [30 empty] | Eggborough Power Station is an existing coal-fired power station located at Eggborough, 9km south of the town of Selby in Yorkshire. The power station consists of four coal-fired generating units and was originally commissioned in 1967. Eggborough Power Station, Goole, East Yorkshire, DN14 0BS SE577243 | 4022
ely123 | T-4 | Capacity Auction | 2019 | Ely Peak Power Limited |  | Ely Peak Power | Distribution | Non CMRS | New Build Generating CMU |  | Not Prequalified | Opt-In | N/A | 15 |  | Yes | Yes |  | 0 | Yes | 19.108 |  |  | 18.065 |  |  |  | 18.065 |  |  | 20 MW power plant comprising a series of gas reciprocating engines Stretham, Ely, Cambridgeshire CB6 3LU TL503714 | N/A |  |  |  | Yes | [13 empty] | Deferred | No | 15
EPCMU5 | T-4 | Capacity Auction | 2019 | Esso Petroleum Company Limted |  | EPCo Fawley CMU | Distribution | CMRS | Existing Generating CMU |  | Prequalified | Opt-In | N/A | 1 |  |  |  |  | 0 |  | 140.054 |  |  | 126.049 |  |  |  | 125.071 |  |  | The CMU is a Gas Turbine Combined Heat & Power Unit connected to the Local Distribution Network at 132kV at their Fawley North Sub-Station The CMU is located within the physical boundaries of Esso Petroleum Company Linited's Oil Refinery at; Esso Refinery - Fawley - Southampton - Hampshire - SO45 1TX SU 439 039 | MSID7081 |  |  |  | No | Yes | Yes |  | Yes | [9 empty] | Yes | N/A | 1
EPO003 | T-4 | Capacity Auction | 2019 | Energy Pool UK limited |  | EPO031 |  | Non CMRS | Unproven DSR CMU |  | Prequalified | Opt-In | N/A | 1 | Yes |  |  |  | 25170 |  | 5.8 |  | 5.034 | 5.034 |  |  |  | 5.034 |  |  | Aggregation of several flexible industrial loads and permitted on-site generation TBD | N/A |  |  |  | Yes | [13 empty] | Deferred | Yes | 1
ERNES1 | T-4 | Capacity Auction | 2019 | Attune Energy Limited |  | Plymouth A | Distribution | Non CMRS | New Build Generating CMU |  | Prequalified | Opt-In | N/A | 15 |  | Yes | Yes |  | 94540 |  | 20 |  |  | 18.908 |  |  |  | 18.908 |  |  | CMU Component is 500kVA reciprocating diesel engine. Attune Energy, Ernsettle Lane, Plymouth, PL5 2TS SX 44748 60244 | N/A |  |  |  | Yes | [13 empty] | Deferred | Yes | 15
ERNES2 | T-4 | Capacity Auction | 2019 | Plutus Energy LTD |  | Plymouth B | Distribution | Non CMRS | New Build Generating CMU |  | Rejected | Opt-In | N/A | [5 empty] | 0 |  | 10 |  |  | 9.454 |  |  |  | 9.454 |  |  | CMU Component is 500kVA reciprocating diesel engine. Plutus Energy, Ernesettle Lane, Plymouth, PL52TS SX 44748 60244 | N/A |  |  |  | Yes | [13 empty] | Deferred | No | #N/A
ERRO-1 | T-4 | Capacity Auction | 2019 | SSE Generation Ltd. |  | Errochty 1 | Transmission | CMRS | Existing Generating CMU |  | Prequalified | Opt-In | N/A | 1 |  |  |  |  | 0 |  | 25 |  |  | 21.218 |  |  |  | 21.218 |  |  | Generator G1 Errochty Power Station, Tummel Bridge, by Pitlochry, Perthshire, PH16 5DF NN772593 | 8663 |  |  |  | No |  |  |  | Yes | [9 empty] | Yes | N/A | 1
ERRO-2 | T-4 | Capacity Auction | 2019 | SSE Generation Ltd. |  | Errochty 2 | Transmission | CMRS | Existing Generating CMU |  | Prequalified | Opt-In | N/A | 1 |  |  |  |  | 0 |  | 25 |  |  | 21.218 |  |  |  | 21.218 |  |  | Genset 2 Errochty Power Station, Tummel Bridge, by Pitlochry, Perthshire, PH16 5DF NN772593 | 8663 |  |  |  | No |  |  |  | Yes | [9 empty] | Yes | N/A | 1
ERRO-3 | T-4 | Capacity Auction | 2019 | SSE Generation Ltd. | Ann Gray | Errochty 3 | Transmission | CMRS | Existing Generating CMU |  | Prequalified | Opt-In | N/A | 1 |  |  |  |  | 0 |  | 25 |  |  | 21.218 |  |  |  | 21.218 |  |  | Genset 3 Errochty Power Station, Tummel Bridge, by Pitlochry, Perthshire, PH16 5DF NN772593 | 8663 |  |  |  | No |  |  |  | Yes | [9 empty] | Yes | N/A | 1
EWIC15 | T-4 | Capacity Auction | 2019 | EirGrid Interconnector Limited |  | EWIC | X |  |  |  |  | Opt-Out | Operational throughout the relevant Delivery Year | [7 empty] | 505 | [6 empty] | 30.3 |  |  | The East West Interconnector (EWIC) is a 400kV HVDC link between Deeside in Wales and Woodland in Ireland. Deeside 400kV Substation, Kelsterton Road, Connahs Quay, Deeside, Clwyd, CH5 4BP SJ283705 | 7262 | [18 empty] | Not Entering/No Submission
EXETR1 | T-4 | Capacity Auction | 2019 | Rolls-Royce Power Development Limited |  | Exeter Power | Distribution | Non CMRS | Existing Generating CMU |  | Prequalified | Opt-In | N/A | 1 |  |  |  |  | 0 |  | 49.402 |  |  | 46.705 |  |  |  | 47.27 |  |  | The auxiliary load is minimal (1MW) and have been removed from the metering assessment when calculating the maximum generating output Marsh Green Idustrial Park, Marsh Barton Trading Estate, Exeter, Devon, EX2 8NY SX9242090779 | 2200032024222 |  |  |  | No | No | Yes | Metering Option (a) | No |  |  | No | [6 empty] | No | N/A | 1
FARB01 | T-4 | Capacity Auction | 2019 | Farnborough Power Limited |  | Farnborough Power | Distribution | Non CMRS | New Build Generating CMU |  | Not Prequalified | Opt-In | N/A | 15 |  | Yes | Yes |  | 0 | Yes | 16 |  |  | 15.126 |  |  |  | 15.126 |  |  | 16 MW power plant comprising 8 x 2MW gas reciprocating engines. Cody Technology Park, Ively Road, Farnborough, Hampshire, GU14 0LX 484154 | N/A |  |  |  | Yes | [13 empty] | Deferred | No | #N/A
FASN-1 | T-4 | Capacity Auction | 2019 | SSE Generation Ltd. | Ann Gray | Fasnakyle 1 | Transmission | CMRS | Existing Generating CMU |  | Prequalified | Opt-In | N/A | 1 |  |  |  |  | 0 |  | 23 |  |  | 19.52 |  |  |  | 19.52 |  |  | Generating Unit 1 Fasnaykyle Power Station, Cannich, Inverness-shire, IV4 7NB NH318295 | 8654 |  |  |  | No |  |  |  | Yes | [9 empty] | Yes | N/A | 1
FASN-2 | T-4 | Capacity Auction | 2019 | SSE Generation Ltd. | Ann Gray | Fasnakyle 2 | Transmission | CMRS | Existing Generating CMU |  | Prequalified | Opt-In | N/A | 1 |  |  |  |  | 0 |  | 23 |  |  | 19.52 |  |  |  | 19.52 |  |  | Generating Unit 2 Fasnaykyle Power Station, Cannich, Inverness-shire, IV4 7NB NH318295 | 8654 |  |  |  | No |  |  |  | Yes | [9 empty] | Yes | N/A | 1
FASN-3 | T-4 | Capacity Auction | 2019 | SSE Generation Ltd. | Ann Gray | Fasnakyle 3 | Distribution | CMRS | Existing Generating CMU |  | Prequalified | Opt-In | N/A | 1 |  |  |  |  | 0 |  | 23 |  |  | 19.52 |  |  |  | 19.52 |  |  | 1 x hydro turbine & synchronous generator Fasnaykyle Power Station, Cannich, Inverness-shire, IV4 7NB NH318295 | 8654 |  |  |  | No | No | Yes |  | Yes | [9 empty] | Yes | N/A | 1
FCC001 | T-4 | Capacity Auction | 2019 | FCC Recycling (UK) Ltd |  | Allington and Lincs EFW | Distribution | Non CMRS | Existing Generating CMU |  | Prequalified | Opt-In | N/A | 1 |  |  |  |  | 0 |  | 48.456 |  |  | 42.573 |  |  |  | 42.573 |  |  | FCC Lincoln Energy From Waste Plant Paving Way off Whisby Road Lincoln LN6 3QW. Energy from waste plant located in North Hykeham. The auxiliary load is not included in the connection capacity. i.e.the export is net. Lincoln EfW, Paving Way Off Whisby Road, North Hykeham, Lincoln, Lincolnshire, LN6 3QW SK939567850 | 1170000112486 |  |  |  | No | No | Yes | Metering Option (a) | No |  |  | No | [6 empty] | No | N/A | 1
FCC001 - Component | [30 empty] | NB MPAN 1900070394446 -1900070467983. Allington Integrated Waste Management Facility Laverstoke Road 20-20 Business Park Maidstone Kent ME16 0LE. The auxiliary load is not included in the connection capacity i.e. The export is net. Allington EfW, Laverstoke Road, 20/20 Business Park, Allington, Maidstone, Kent, ME16 0LE TQ 738 578 | 1900070394446 to 467983
FEAT01 | T-4 | Capacity Auction | 2019 | Featherstone Power Limited |  | Featherstone Power | Distribution | Non CMRS | New Build Generating CMU |  | Not Prequalified | Opt-In | N/A | 15 |  | Yes | Yes |  | 0 | Yes | 20 |  |  | 18.908 |  |  |  | 18.908 |  |  | 20 MW power plant comprising 10 x 2MW gas reciprocating engines. New Road Featherstone Wakefield Yorkshire WF7 6HE 441421 | N/A |  |  |  | Yes | [13 empty] | Deferred | No | 15
FEEDER | T-4 | Capacity Auction | 2019 | Flexible Generation Limited |  | Feeder Road | Distribution | Non CMRS | New Build Generating CMU |  | Not Prequalified | Opt-In | N/A | 15 |  | Yes | Yes |  | 0 | Yes | 20 |  |  | 18.908 |  |  |  | 18.908 |  |  | CMU Component is 500kVA reciprocating diesel engine. Flexible Generation, Feeder Road, Bristol, BS2 0TQ ST 60836 72199 | N/A |  |  |  | Yes | [13 empty] | Deferred | No | 15
FERR-4 | T-4 | Capacity Auction | 2019 | Keadby Generation Limited |  | Ferrybridge 4 | Transmission |  |  |  |  | Opt-Out | Closed down, decommissioned or otherwise non-operational by the start of the relevant Delivery Year | [7 empty] | 490 | [6 empty] | 430.514 |  |  | Aux. load separately metered | 5012 | [18 empty] | Not Entering/No Submission
FERRY3 | T-4 | Capacity Auction | 2019 | Keadby Generation Limited |  | Ferrybridge 3+ | Transmission |  |  |  |  | Opt-Out | Closed down, decommissioned or otherwise non-operational by the start of the relevant Delivery Year | [7 empty] | 524 | [6 empty] | 462.658 |  |  | Aux. load separately metered | 5012 | [18 empty] | Not Entering/No Submission
FERRY3 - Component | [30 empty] | GT5 Ferrybridge Power Station, Stranglands Lane, Knottingley, West Yorkshire, WF11 8SQ SE474249 | 5012
FERRY3 - Component | [30 empty] | GT8 Ferrybridge Power Station, Stranglands Lane, Knottingley, West Yorkshire, WF11 8SQ SE474248 | 5011
FFES-1 | T-4 | Capacity Auction | 2019 | First Hydro Company |  | Ffestiniog Unit 1 | Transmission | CMRS | Existing Generating CMU | Yes | Prequalified | Opt-In | N/A | 1 |  |  |  |  | 0 |  | 90 |  |  | 86.967 |  |  |  | 86.967 |  |  | BM Unit T_FFES-1 at Ffestiniog Power Station (Pumped Storage). In reference to the Prequalification question “Is there any other generation on site (other than the CMU generating units)?” (in the “Metering Assessment” section), please note that at Ffestiniog, there are two 400kW diesel generators on site in addition to the generating unit in this CMU and the other three generating units, each of these a CMU. These diesel generators may be used to provide emergency services to maintain site security. Ffestiniog Power Station, Tanygrisiau, Blaenau Ffestiniog, LL41 3TP SH679444 | 7013 |  |  |  | No |  |  |  | Yes | [9 empty] | Yes | N/A | 1
FFES-2 | T-4 | Capacity Auction | 2019 | First Hydro Company |  | Ffestiniog Unit 2 | Transmission | CMRS | Existing Generating CMU | Yes | Prequalified | Opt-In | N/A | 1 |  |  |  |  | 0 |  | 90 |  |  | 86.967 |  |  |  | 86.967 |  |  | BM Unit T_FFES-2 at Ffestiniog Power Station (Pumped Storage). In reference to the Prequalification question “Is there any other generation on site (other than the CMU generating units)?” (in the “Metering Assessment” section), please note that at Ffestiniog, there are two 400kW diesel generators on site in addition to the generating unit in this CMU and the other three generating units, each of these a CMU. These diesel generators may be used to provide emergency services to maintain site security. Ffestiniog Power Station, Tanygrisiau, Blaenau Ffestiniog, LL41 3TP SH679444 | 7013 |  |  |  | No |  |  |  | Yes | [9 empty] | Yes | N/A | 1
FFES-3 | T-4 | Capacity Auction | 2019 | First Hydro Company |  | Ffestiniog Unit 3 | Transmission | CMRS | Existing Generating CMU | Yes | Prequalified | Opt-In | N/A | 1 |  |  |  |  | 0 |  | 90 |  |  | 86.967 |  |  |  | 86.967 |  |  | BM Unit T_FFES-3 at Ffestiniog Power Station (Pumped Storage). In reference to the Prequalification question “Is there any other generation on site (other than the CMU generating units)?” (in the “Metering Assessment” section), please note that at Ffestiniog, there are two 400kW diesel generators on site in addition to the generating unit in this CMU and the other three generating units, each of these a CMU. These diesel generators may be used to provide emergency services to maintain site security. Ffestiniog Power Station, Tanygrisiau, Blaenau Ffestiniog, LL41 3TP SH679444 | 7014 |  |  |  | No |  |  |  | Yes | [9 empty] | Yes | N/A | 1
FFES-4 | T-4 | Capacity Auction | 2019 | First Hydro Company |  | Ffestiniog Unit 4 | Transmission | CMRS | Existing Generating CMU | Yes | Prequalified | Opt-In | N/A | 1 |  |  |  |  | 0 |  | 90 |  |  | 86.967 |  |  |  | 86.967 |  |  | BM Unit T_FFES-4 at Ffestiniog Power Station (Pumped Storage). In reference to the Prequalification question “Is there any other generation on site (other than the CMU generating units)?” (in the “Metering Assessment” section), please note that at Ffestiniog, there are two 400kW diesel generators on site in addition to the generating unit in this CMU and the other three generating units, each of these a CMU. These diesel generators may be used to provide emergency services to maintain site security. Ffestiniog Power Station, Tanygrisiau, Blaenau Ffestiniog, LL41 3TP SH679444 | 7014 |  |  |  | No |  |  |  | Yes | [9 empty] | Yes | N/A | 1
FIDL-1 | T-4 | Capacity Auction | 2019 | Keadby Generation Limited | Ann Gray | Fiddler's Ferry 1 | Transmission | CMRS | Existing Generating CMU |  | Prequalified | Opt-In | N/A | 1 |  |  |  | Yes | 2140235 |  | 487.192 |  |  | 428.047 |  |  |  | 428.252 |  |  | Generating Unit 1 Fiddler's Ferry Power Station, Widnes Road, Cuerdley, Warrington, WA5 2UT SJ542863 | 5008 |  |  |  | No |  |  |  | No | [9 empty] | No | N/A | 1
FIDL-2 | T-4 | Capacity Auction | 2019 | Keadby Generation Limited | Ann Gray | Fiddler's Ferry 2 | Transmission | CMRS | Existing Generating CMU |  | Prequalified | Opt-In | N/A | 1 |  |  |  |  | 0 |  | 486.905 |  |  | 427.795 |  |  |  | 427.795 |  |  | Generating Unit 2 Fiddler's Ferry Power Station, Widnes Road, Cuerdley, Warrington, WA5 2UT SJ542863 | 5008 |  |  |  | No |  |  |  | No | [9 empty] | No | N/A | 1
FIDL2G | T-4 | Capacity Auction | 2019 | Keadby Generation Limited | Ann Gray | Fiddler's Ferry GT2 | Transmission | CMRS | Existing Generating CMU |  | Rejected | Opt-In | N/A | [5 empty] | 0 |  | 17 |  |  | 16.072 |  |  |  | 16.072 |  |  | GT2 Fiddler's Ferry Power Station, Widnes Road, Cuerdley, Warrington, WA5 2UT SJ542863 | 5008 |  |  |  | No |  |  |  | No | [9 empty] | No | N/A | 1
FIDL-3 | T-4 | Capacity Auction | 2019 | Keadby Generation Limited |  | Fiddler's Ferry 3 | Transmission | CMRS | Existing Generating CMU |  | Prequalified | Opt-In | N/A | 1 |  |  |  |  | 0 |  | 491.25 |  |  | 431.612 |  |  |  | 431.612 |  |  | Generating Unit 3 Fiddler's Ferry Power Station, Widnes Road, Cuerdley, Warrington, WA5 2UT SJ542863 | 5009 |  |  |  | No |  |  |  | No | [9 empty] | No | N/A | 1
FIDL3G | T-4 | Capacity Auction | 2019 | Keadby Generation Limited | Ann Gray | Fiddler's Ferry GT3 | Transmission | CMRS | Existing Generating CMU |  | Prequalified | Opt-In | N/A | 1 |  |  |  |  | 0 |  | 15.9 |  |  | 15.032 |  |  |  | 15.032 |  |  | GT3 Fiddler's Ferry Power Station, Widnes Road, Cuerdley, Warrington, WA5 2UT SJ542863 | 5009 |  |  |  | No |  |  |  | No | [9 empty] | No | N/A | 1
FIDL-4 | T-4 | Capacity Auction | 2019 | Keadby Generation Limited |  | Fiddler's Ferry 4 | Transmission | CMRS | Existing Generating CMU |  | Prequalified | Opt-In | N/A | 1 |  |  |  |  | 0 |  | 507.585 |  |  | 445.964 |  |  |  | 445.964 |  |  | Generating Unit 4 Fiddler's Ferry Power Station, Widnes Road, Cuerdley, Warrington, WA5 2UT SJ542863 | 5009 |  |  |  | No |  |  |  | No | [9 empty] | No | N/A | 1
FLASTO | T-4 | Capacity Auction | 2019 | Green Frog Power Limited |  | Flatworth | Distribution | Non CMRS | Existing Generating CMU |  | Rejected | Opt-In | N/A | [5 empty] | 0 |  | 18.796 |  |  | 17.77 |  |  |  | 17.77 |  |  | Reciprocating engines High Flatworth, North Shields, NE29 7UZ NZ332677 | 1574000307917 |  |  |  | No | No | Yes | Metering Option (c) | No | Yes | settlement |  |  | Yes |  | COP2 | Yes |  | Yes | N/A | 1
FLEX01 | T-4 | Capacity Auction | 2019 | Flexitricity Limited |  | FLEX01 | Distribution | Non CMRS | Existing Generating CMU |  | Prequalified | Opt-In | N/A | 1 |  |  |  |  | 0 |  | 9 |  |  | 8.1 |  |  |  | 8.1 |  |  | 6 CHP engines of 1.5MW each High Street Waterham Kent ME13 9EJ TR 076 627 | 1900060582768 - Export Import MPANs 1900060548242 & 1900060548251. |  |  |  | No | No | Yes | Metering Option (a) | No |  |  | No | [6 empty] | No | N/A | 1
FLEX02 | T-4 | Capacity Auction | 2019 | Flexitricity Limited |  | FLEX02 | Distribution | Non CMRS | Existing Generating CMU |  | Prequalified | Opt-In | N/A | 1 |  |  |  |  | 0 |  | 5.381 |  |  | 4.843 |  |  |  | 4.843 |  |  | Two CHP engines of 3.0MW and 2.4MW respectively. Thanet Earth 2 Barrow Man Road Birchington Kent CT7 0AX TR 288 669 | 1900090417170 - Export 1900090417090 - Import MPAN |  |  |  | No | No | Yes | Metering Option (a) | No |  |  | No | [6 empty] | No | N/A | 1
FLEX03 | T-4 | Capacity Auction | 2019 | Flexitricity Limited |  | FLEX03 | Distribution | Non CMRS | Existing Generating CMU |  | Prequalified | Opt-In | N/A | 1 |  |  |  |  | 0 |  | 5.256 |  |  | 4.73 |  |  |  | 4.73 |  |  | Two 2.7MW CHP engines. Barrow Man Road Birchington Kent CT7 0AX TR 288 669 | 1900090417160 - Export 1900090417081 - Import MPAN |  |  |  | No | No | Yes | Metering Option (a) | No |  |  | No | [6 empty] | No | N/A | 1
FLEX04 | T-4 | Capacity Auction | 2019 | Flexitricity Limited |  | FLEX04 | Distribution | Non CMRS | Existing Generating CMU |  | Prequalified | Opt-In | N/A | 1 |  |  |  |  | 0 |  | 6.591 |  |  | 5.932 |  |  |  | 5.932 |  |  | Two 3.3 MW CHP gas engines, Barrow Man Road Birchington Kent CT7 0AX TR 288 669 | 1900090417198 - Export |  |  |  | No | No | Yes | Metering Option (a) | No |  |  | No | [6 empty] | No | N/A | 1
FLEX05 | T-4 | Capacity Auction | 2019 | Flexitricity Limited |  | FLEX05 | Distribution | Non CMRS | Existing Generating CMU |  | Prequalified | Opt-In | N/A | 1 |  |  |  |  | 0 |  | 3.63 |  |  | 3.267 |  |  |  | 3.267 |  |  | Two 3.0 MW gas CHP engines. 323 Avebury Boulevard, MILTON KEYNES MK9 2GA SP 850 385 | 1160001070680 - Export 1160001070671 - Import MPAN. Obsolete MPANs are 1160000660909 Export and Import: 1160000653887 |  |  |  | No | No | Yes | Metering Option (a) | No |  |  | No | [6 empty] | No | N/A | 1
FLEX06 | T-4 | Capacity Auction | 2019 | Flexitricity Limited |  | FLEX06 | Distribution | Non CMRS | Existing Generating CMU |  | Prequalified | Opt-In | N/A | 1 |  |  |  |  | 0 |  | 11.182 |  |  | 10.064 |  |  |  | 10.064 |  |  | Nine gas CHP 1.6MW engines. Ottringham Road Keyingham Hull North Humberside HU12 9RX TA 253 253 | 2300000542785 - Export 2366560312013 - Import MPAN |  |  |  | No | No | Yes | Metering Option (a) | No |  |  | No | [6 empty] | No | N/A | 1
FLEX08 | T-4 | Capacity Auction | 2019 | Flexitricity Limited |  | FLEX08 | Distribution | Non CMRS | Existing Generating CMU |  | Prequalified | Opt-In | N/A | 1 |  |  |  |  | 0 |  | 4.733 |  |  | 4.26 |  |  |  | 4.26 |  |  | Gas CHP engines in commercial horticultural environment with one 1.3MW engine and one 1.5MW engine plus two 0.95MW gas CHP. No auxilliary load Park Lane Cottingham East Yorkshire HU16 5RX TA 041 340 | 2300000434732 - Export 2366541705018 - Import MPAN. |  |  |  | No | No | Yes | Metering Option (a) | No |  |  | No | [6 empty] | No | N/A | 1
FLEX09 | T-4 | Capacity Auction | 2019 | Flexitricity Limited |  | FLEX09 | Distribution | Non CMRS | Existing Generating CMU |  | Prequalified | Opt-In | N/A | 1 |  |  |  |  | 0 |  | 4.417 |  |  | 3.975 |  |  |  | 3.975 |  |  | Gas CHP engines - two 1.47MW and one 1.51MW. 46 Station Road Stokesley Middlesbrough TS9 4AA NZ 531 079 | 1507432349996 - Export 1570000106212 - Import MPAN |  |  |  | No | No | Yes | Metering Option (a) | No |  |  | No | [6 empty] | No | N/A | 1
FLEX10 | T-4 | Capacity Auction | 2019 | Flexitricity Limited |  | FLEX10 | Distribution | Non CMRS | Existing Generating CMU |  | Prequalified | Opt-In | N/A | 1 |  |  |  |  | 0 |  | 2.842 |  |  | 2.558 |  |  |  | 2.558 |  |  | Gas CHP engines 1.37MW and 1.50MW. Galley Hill Road Waltham Abbey Essex EN9 2AG TL 394 013 | 1023485611887 - Export 1023485611655 - Import MPAN |  |  |  | No | No | Yes | Metering Option (a) | No |  |  | No | [6 empty] | No | N/A | 1
FLEX11 | T-4 | Capacity Auction | 2019 | Flexitricity Limited |  | FLEX11 | Distribution | Non CMRS | Existing Generating CMU |  | Prequalified | Opt-In | N/A | 1 |  |  |  |  | 0 |  | 2.884 |  |  | 2.596 |  |  |  | 2.596 |  |  | Gas CHP engines 1.5MW and 1.48MW. Tower Nurseries Netherhall Road Roydon Essex CM19 5JP TL 398 081 | 1023485610730 - Export 1023485610509 - Import MPAN |  |  |  | No | No | Yes | Metering Option (a) | No |  |  | No | [6 empty] | No | N/A | 1
FLEX12 | T-4 | Capacity Auction | 2019 | Flexitricity Limited |  | FLEX12 | Distribution | Non CMRS | Existing Generating CMU |  | Prequalified | Opt-In | N/A | 1 |  |  |  |  | 0 |  | 2.838 |  |  | 2.554 |  |  |  | 2.554 |  |  | Two gas CHP engines 1.54MW. Stubbins Hall Lane Waltham Abbey Essex EN9 2EE TL 380 029 | 1023520827186 - Export 1023520826953 - Import MPAN |  |  |  | No | No | Yes | Metering Option (a) | No |  |  | No | [6 empty] | No | N/A | 1
FLEX13 | T-4 | Capacity Auction | 2019 | Flexitricity Limited |  | FLEX13 | Distribution | Non CMRS | Existing Generating CMU |  | Prequalified | Opt-In | N/A | 1 |  |  |  |  | 0 |  | 2.793 |  |  | 2.514 |  |  |  | 2.514 |  |  | Two gas CHP engines 1.42MW and 1.42MW. 17 Oaktree Road Fen Drayton Cambridge CB24 5SS TL 330 688 | 1023498051205 - Export 1023472594112 - Import MPAN |  |  |  | No | No | Yes | Metering Option (a) | No |  |  | No | [6 empty] | No | N/A | 1
FLEX14 | T-4 | Capacity Auction | 2019 | Flexitricity Limited |  | FLEX14 | Distribution | Non CMRS | Existing Generating CMU |  | Prequalified | Opt-In | N/A | 1 |  |  |  |  | 0 |  | 2.882 |  |  | 2.594 |  |  |  | 2.594 |  |  | Two gas CHP engines 1.52MW and 1.51MW Thearn Lane Woodmansey Beverley HU17 0SA TA 069 364 | 2300000434723 - Export 2366550005010 - Import MPAN |  |  |  | No | No | Yes | Metering Option (a) | No |  |  | No | [6 empty] | No | N/A | 1
FLEX15 | T-4 | Capacity Auction | 2019 | Flexitricity Limited |  | FLEX15 | Distribution | Non CMRS | Existing Generating CMU |  | Prequalified | Opt-In | N/A | 1 |  |  |  |  | 0 |  | 7.649 |  |  | 7.231 |  |  |  | 7.231 |  |  | Three reciprocating engines each with 2.66MW capacity. Holditch Power Station Holditch Road Lymedale Business Park Newcastle under Lyme ST5 9JA SJ 838 482 | 1424886500000 - Export Four MPANS: 1421886500005 - Import, 1423886500009 - Import, 1424886500000 - Export, 1422886500007 - Export. |  |  |  | No | No | Yes | Metering Option (a) | No |  |  | No | [6 empty] | No | N/A | 1
FLEX16 | T-4 | Capacity Auction | 2019 | Flexitricity Limited |  | FLEX16 | Distribution | Non CMRS | Existing Generating CMU |  | Prequalified | Opt-In | N/A | 1 |  |  |  |  | 0 |  | 7.919 |  |  | 7.487 |  |  |  | 7.487 |  |  | Four reciprocating engines 1.7MW and one of 1.6MW capacity. Knypersley Generator Unit G Forge Way Brownlees Industrial Estate Knypersley Stoke on Trent ST8 7DN SJ 879 557 | 1426886500004 - Export 1426886500002 - Import MPAN |  |  |  | No | No | Yes | Metering Option (a) | No |  |  | No | [6 empty] | No | N/A | 1
FLEX18 | T-4 | Capacity Auction | 2019 | Flexitricity Limited |  | FLEX18 | Distribution | Non CMRS | Existing Generating CMU |  | Prequalified | Opt-In | N/A | 1 |  |  |  |  | 0 |  | 3.286 |  |  | 2.957 |  |  |  | 2.957 |  |  | Two CHP engines, 1.94MW and 1.46MW (total 3.4MW) in a horticultural environment with no auxiliary load. Dunswell Road, Cottingham, Hull HU16 4JT TA 050 343 | 2300000953170 & 2300000953198 - Export MPANs. 2300000953 160 & 2300000953189 Import MPANs. |  |  |  | No | No | Yes | Metering Option (a) | No |  |  | No | [6 empty] | No | N/A | 1
FLEX19 | T-4 | Capacity Auction | 2019 | Flexitricity Limited |  | FLEX19 | Distribution | Non CMRS | Existing Generating CMU |  | Prequalified | Opt-In | N/A | 1 |  |  |  |  | 0 |  | 3.302 |  |  | 2.972 |  |  |  | 2.972 |  |  | One 3.34MW CHP engine in a horticultural environment with no auxiliary load. 5 Barrow Man Road, Birchington Kent CT7 0AX TR 288 669 | 1900090417203 - Export MPAN. 19000904172124 - Import MPAN |  |  |  | No | No | Yes | Metering Option (a) | No |  |  | No | [6 empty] | No | N/A | 1
FLEX20 | T-4 | Capacity Auction | 2019 | Flexitricity Limited |  | FLEX20 | Distribution | Non CMRS | Existing Generating CMU |  | Prequalified | Opt-In | N/A | 1 |  |  |  |  | 0 |  | 4.44 |  |  | 3.996 |  |  |  | 3.996 |  |  | Two engines of 2.7MW each and one of 1.9MW, all CHP engine in a horticultural environment with no auxilliary load. Main Street, Burstwick, Hull, HU12 9EA SE 854 301 | 2300000542819 |  |  |  | No | No | Yes | Metering Option (a) | No |  |  | No | [6 empty] | No | N/A | 1
FLEX21 | T-4 | Capacity Auction | 2019 | Flexitricity Limited |  | FLEX21 | Distribution | Non CMRS | Existing Generating CMU |  | Prequalified | Opt-In | N/A | 1 |  |  |  |  | 0 |  | 3.281 |  |  | 2.953 |  |  |  | 2.953 |  |  | Two assets 1.4MW and 1.9MW, both CHP engine in a horticultural environment with no auxiliary load. Main Street, Brough, East Yorkshire HU15 2PR SE 854 301 | 2300000336496 |  |  |  | No | No | Yes | Metering Option (a) | No |  |  | No | [6 empty] | No | N/A | 1
FLEX40 | T-4 | Capacity Auction | 2019 | Flexitricity Limited |  | FLEX40 |  | Non CMRS | Proven DSR CMU |  | Prequalified | Opt-In | N/A | 1 |  |  |  |  | 0 |  |  | 4 | 3.472 | 3.472 |  |  |  | 3.472 |  |  | Sixteen POSGUs (standby diesel generators). Harbour House, Marine Parade Dover Kent CT17 9BU TR 330 416 | 1900060436835 - Export |  |  |  | No | No | Yes | Metering Option (a) | No |  |  | No | [6 empty] | No | Yes | 1
FLEX41 | T-4 | Capacity Auction | 2019 | Flexitricity Limited |  | FLEX41 |  | Non CMRS | Proven DSR CMU |  | Prequalified | Opt-In | N/A | 1 |  |  |  |  | 0 |  |  | 5.17 | 4.488 | 4.488 |  |  |  | 4.488 |  |  | Four POSGUs (standby diesel generators) each having 1.4MW capacity. Gogar Station Road, Gogarburn Edinburgh EH12 1HQ NT 168 721 | 1800060650448 - Export |  |  |  | No | No | Yes | Metering Option (a) | No |  |  | No | [6 empty] | No | Yes | 1
FLEX70 | T-4 | Capacity Auction | 2019 | Flexitricity Limited |  | Nevis |  | Non CMRS | Unproven DSR CMU |  | Prequalified | Opt-In | N/A | 1 | Yes |  |  |  | 0 |  | 40 |  | 34.72 | 34.72 |  |  |  | 34.72 |  |  | Mixture of load reduction on flexible electricity consuming processes including refrigeration air-conditioning pumping and lighting and standby generation. | N/A |  |  |  | Yes | [13 empty] | Deferred | Yes | 1
FLEX71 | T-4 | Capacity Auction | 2019 | Flexitricity Limited |  | Vorlich |  | Non CMRS | Unproven DSR CMU |  | Prequalified | Opt-In | N/A | 1 | Yes |  |  |  | 0 |  | 20 |  | 17.36 | 17.36 |  |  |  | 17.36 |  |  | Mixture of load reduction on flexible electricity consuming processes including refrigeration air-conditioning pumping and lighting and standby generation. | N/A |  |  |  | Yes | [13 empty] | Deferred | Yes | 1
FLEX72 | T-4 | Capacity Auction | 2019 | Flexitricity Limited |  | Tinto |  | Non CMRS | Unproven DSR CMU |  | Prequalified | Opt-In | N/A | 1 | Yes |  |  |  | 0 |  | 3 |  | 2.604 | 2.604 |  |  |  | 2.604 |  |  | Mixture of load reduction on flexible electricity consuming processes including refrigeration air-conditioning pumping and lighting and standby generation. | N/A |  |  |  | Yes | [13 empty] | Deferred | Yes | 1
FLEX73 | T-4 | Capacity Auction | 2019 | Flexitricity Limited |  | Ledi |  | Non CMRS | Unproven DSR CMU |  | Prequalified | Opt-In | N/A | 1 | Yes |  |  |  | 0 |  | 10 |  | 8.68 | 8.68 |  |  |  | 8.68 |  |  | Mixture of load reduction on flexible electricity consuming processes including refrigeration air-conditioning pumping and lighting and standby generation. | N/A |  |  |  | Yes | [13 empty] | Deferred | Yes | 1
FLEX74 | T-4 | Capacity Auction | 2019 | Flexitricity Limited |  | Vrackie |  | Non CMRS | Unproven DSR CMU |  | Prequalified | Opt-In | N/A | 1 | Yes |  |  |  | 0 |  | 6 |  | 5.208 | 5.208 |  |  |  | 5.208 |  |  | Mixture of load reduction on flexible electricity consuming processes including refrigeration air-conditioning pumping and lighting and standby generation. | N/A |  |  |  | Yes | [13 empty] | Deferred | Yes | 1
FLEX75 | T-4 | Capacity Auction | 2019 | Flexitricity Limited |  | Tolmount |  | Non CMRS | Unproven DSR CMU |  | Prequalified | Opt-In | N/A | 1 | Yes |  |  |  | 0 |  | 20 |  | 17.36 | 17.36 |  |  |  | 17.36 |  |  | Mixture of load reduction on flexible electricity consuming processes including refrigeration air-conditioning pumping and lighting and standby generation. | N/A |  |  |  | Yes | [13 empty] | Deferred | Yes | 1
FLEX76 | T-4 | Capacity Auction | 2019 | Flexitricity Limited |  | Conival |  | Non CMRS | Unproven DSR CMU |  | Prequalified | Opt-In | N/A | 1 | Yes |  |  |  | 0 |  | 25 |  | 21.7 | 21.7 |  |  |  | 21.7 |  |  | Mixture of load reduction on flexible electricity consuming processes including refrigeration air-conditioning pumping and lighting and standby generation. | N/A |  |  |  | Yes | [13 empty] | Deferred | Yes | 1
FLEX77 | T-4 | Capacity Auction | 2019 | Flexitricity Limited |  | Slioch |  | Non CMRS | Unproven DSR CMU |  | Prequalified | Opt-In | N/A | 1 | Yes |  |  |  | 0 |  | 20 |  | 17.36 | 17.36 |  |  |  | 17.36 |  |  | Mixture of load reduction on flexible electricity consuming processes including refrigeration air-conditioning pumping and lighting and standby generation. | N/A |  |  |  | Yes | [13 empty] | Deferred | Yes | 1
FLEX78 | T-4 | Capacity Auction | 2019 | Flexitricity Limited |  | Cranstackie |  | Non CMRS | Unproven DSR CMU |  | Prequalified | Opt-In | N/A | 1 | Yes |  |  |  | 0 |  | 5 |  | 4.34 | 4.34 |  |  |  | 4.34 |  |  | Mixture of load reduction on flexible electricity consuming processes including refrigeration air-conditioning pumping and lighting and standby generation. | N/A |  |  |  | Yes | [13 empty] | Deferred | Yes | 1
FLEX79 | T-4 | Capacity Auction | 2019 | Flexitricity Limited |  | Arkle |  | Non CMRS | Unproven DSR CMU |  | Prequalified | Opt-In | N/A | 1 | Yes |  |  |  | 0 |  | 4 |  | 3.472 | 3.472 |  |  |  | 3.472 |  |  | Mixture of load reduction on flexible electricity consuming processes including refrigeration air-conditioning pumping and lighting and standby generation. | N/A |  |  |  | Yes | [13 empty] | Deferred | Yes | 1
FLEX80 | T-4 | Capacity Auction | 2019 | Flexitricity Limited |  | Gulvain |  | Non CMRS | Unproven DSR CMU |  | Prequalified | Opt-In | N/A | 1 | Yes |  |  |  | 0 |  | 20 |  | 17.36 | 17.36 |  |  |  | 17.36 |  |  | Mixture of load reduction on flexible electricity consuming processes including refrigeration air-conditioning pumping and lighting and standby generation. | N/A |  |  |  | Yes | [13 empty] | Deferred | Yes | 1
FLEX81 | T-4 | Capacity Auction | 2019 | Flexitricity Limited |  | Canisp |  | Non CMRS | Unproven DSR CMU |  | Prequalified | Opt-In | N/A | 1 | Yes |  |  |  | 0 |  | 8 |  | 6.944 | 6.944 |  |  |  | 6.944 |  |  | Mixture of load reduction on flexible electricity consuming processes including refrigeration air-conditioning pumping and lighting and standby generation. | N/A |  |  |  | Yes | [13 empty] | Deferred | Yes | 1
FLEX82 | T-4 | Capacity Auction | 2019 | Flexitricity Limited |  | Malcolm |  | Non CMRS | Unproven DSR CMU |  | Prequalified | Opt-In | N/A | 1 | Yes |  |  |  | 110235 |  | 25.4 |  | 22.047 | 22.047 |  |  |  | 22.047 |  |  | Mixture of load reduction on flexible electricity consuming processes including refrigeration air-conditioning pumping and lighting and standby generation. | N/A |  |  |  | Yes | [13 empty] | Deferred | Yes | 1
FLEX83 | T-4 | Capacity Auction | 2019 | Flexitricity Limited |  | Macbeth |  | Non CMRS | Unproven DSR CMU |  | Prequalified | Opt-In | N/A | 1 | Yes |  |  |  | 19530 |  | 4.5 |  | 3.906 | 3.906 |  |  |  | 3.906 |  |  | Mixture of load reduction on flexible electricity consuming processes including refrigeration air-conditioning pumping and lighting and standby generation. | N/A |  |  |  | Yes | [13 empty] | Deferred | Yes | 1
FMFEL1 | T-4 | Capacity Auction | 2019 | Ferrybridge MFE Limited |  | FM1 | Distribution | Non CMRS | New Build Generating CMU |  | Prequalified | Opt-In | N/A | 15 |  |  |  |  | 0 |  | 72.352 |  |  | 63.568 |  |  |  | 63.568 |  |  | FM1 is a twin boiler, single steam turbine energy from waste plant exporting at 132kV. Ferrybridge Multifuel Energy Limited Stranglands Lane Knottingley West Yorkshire WF11 8DX SE 447335 424995 | 2394000111660 |  |  |  | Yes | [13 empty] | Deferred | Yes | 15
FMFEL2 | T-4 | Capacity Auction | 2019 | Ferrybridge MFE 2 Limited |  | FM2 | Distribution | Non CMRS | New Build Generating CMU |  | Prequalified | Opt-In | N/A | 15 |  | Yes |  |  | 338260 |  | 77 |  |  | 67.652 |  |  |  | 67.652 |  |  | FM2 is a twin boiler, single turbine energy from waste plant Ferrybridge Multifuel 2 Stranglands Lane Knottingley West Yorkshire WF11 8SQ SE 447261 425319 | N/A |  |  |  | Yes | [13 empty] | Deferred | Yes | 15
FOAKS1 | T-4 | Capacity Auction | 2019 | SSEPG (Operations) Limited | Ann Gray | Five Oaks | Distribution | Non CMRS | Existing Generating CMU |  | Rejected | Opt-In | N/A | [5 empty] | 0 |  | 9.2 |  |  | 8.698 |  |  |  | 8.698 |  |  | 4 x reciprocating engines Five Oaks Grid Substation Horsham Road Five Oaks Billinghurst, RH14 9AT TQ107290 | 2000050932127 |  |  |  | No | No | Yes | Metering Option (a) | No |  |  | No | [6 empty] | No | N/A | 1
FOYE-1 | T-4 | Capacity Auction | 2019 | SSE Generation Ltd. | Ann Gray | Foyers 1 | Transmission | CMRS | Existing Generating CMU | Yes | Prequalified | Opt-In | N/A | 1 |  |  |  |  | 0 |  | 150 |  |  | 144.945 |  |  |  | 144.945 |  |  | Generating Unit 1 Foyers Power Station, Kelvin Way, Gorthleck, Foyers, Inverness-shire, IV2 6YB NH503217 | 8673 |  |  |  | No |  |  |  | Yes | [9 empty] | Yes | N/A | 1
FOYE-2 | T-4 | Capacity Auction | 2019 | SSE Generation Ltd. | Ann Gray | Foyers 2 | Transmission | CMRS | Existing Generating CMU | Yes | Prequalified | Opt-In | N/A | 1 |  |  |  |  | 0 |  | 150 |  |  | 144.945 |  |  |  | 144.945 |  |  | Generating Unit 2 Foyers Power Station, Kelvin Way, Gorthleck, Foyers, Inverness-shire, IV2 6YB NH503217 | 8673 |  |  |  | No |  |  |  | Yes | [9 empty] | Yes | N/A | 1
fulcru | T-4 | Capacity Auction | 2019 | Fulcrum Power Ltd |  | Whatley | Distribution | Non CMRS | Existing Generating CMU |  | Prequalified | Opt-In | N/A | 1 |  |  |  |  | 0 |  | 7.137 |  |  | 6.747 |  |  |  | 6.747 |  |  | The site consists of 24 diesel generators. C/O Hanson Quarry Products, Whatley Quarry, Frome, Somerset, BA11 3LF ST731479 | 2200042430770 |  |  |  | No | No | No | Metering Option (a) | No |  |  | No | [6 empty] | Yes | N/A | 1
GAS123 | T-4 | Capacity Auction | 2019 | First Renewable Epsilon Limited |  | First Renewable Epsilon Limited | Distribution | Non CMRS | New Build Generating CMU |  | Rejected | Opt-In | N/A | [5 empty] | 0 |  | 20 |  |  | 18.908 |  |  |  | 18.908 |  |  | a new build diesel and/or gas dual fuel generating station First Renewable Epsilon limited, Hagg Lane, Gascoigne Wood, North Yorkshire LS25 6LH SE 52821 31905 | N/A |  |  |  | Yes | [13 empty] | Deferred | No | #N/A
GCHPL1 | T-4 | Capacity Auction | 2019 | Grangemouth CHP Limited |  | Grangemouth CHP | Distribution | CMRS | Existing Generating CMU |  | Prequalified | Opt-In | N/A | 1 |  |  |  |  | 0 |  | 142.573 |  |  | 128.316 |  |  |  | 127.8 |  |  | CHP Plant connected to Private Wire System (operated by INEOS Infrastructure (Grangemouth) Limited) with Connection to NETS Bo'ness Road Grangemouth Stirlingshire FK3 9XQ NS 943 810 | 8303 -CMU 8311 - Grid Connection |  |  |  | No | No | No |  | Yes | [9 empty] | Yes | N/A | 1
GERARD | T-4 | Capacity Auction | 2019 | Gerard Hall Energy Limited |  | Gerard Hall Energy Limited | Distribution | Non CMRS | New Build Generating CMU |  | Not Prequalified | Opt-In | N/A | 15 |  | Yes | Yes |  | 0 | Yes | 20 |  |  | 18.908 |  |  |  | 18.908 |  |  | Diesel and/or gas dual fuel generating station. Gerard Hall, Aughton, Lancashire L39 6TA SD 40530 03816 | N/A |  |  |  | Yes | [13 empty] | Deferred | No | 15
GIRSTO | T-4 | Capacity Auction | 2019 | Green Frog Power Limited |  | Girlington | Distribution | Non CMRS | Existing Generating CMU |  | Prequalified | Opt-In | N/A | 1 |  |  |  |  | 0 |  | 12 |  |  | 11.345 |  |  |  | 11.345 |  |  | Reciprocating engines Duncombe Rd, Four Lane Ends, Girlington, BD8 8TB SE140333 | 2394000091952 |  |  |  | No | No | No | Metering Option (c) | No | Yes | settlement metering |  |  | Yes |  | COP2 | Yes |  | Yes | N/A | 1
GLAS15 | T-4 | Capacity Auction | 2019 | TP LEASECO LIMITED |  | Glasshouse Energy Centre | Distribution | Non CMRS | New Build Generating CMU |  | Prequalified | Opt-In | N/A | 15 |  | Yes |  |  | 49500 |  | 11 |  |  | 9.9 |  |  |  | 9.9 |  |  | The CMU GLAS15 consists of two identical components, with each CHP engine delivering 5.5MW. The total CMU generation capacity is declared 11MW. The new development of two CHP engines which will be supplying heat, CO2 and power to the on-site Nursery. Glasshouse Energy Centre Wight Salads Nursery/Macketts Land Nursery Macketts Lane, Hale Common, Newport, Isle of Wight PO30 3AS SZ544839 | 2000050662007 |  |  |  | Yes | [13 empty] | Deferred | Yes | 15
GLAS15 - Component | [30 empty] | The CMU GLAS15 consists of two identical components, with each CHP engine delivering 5.5MW. The total CMU generation capacity is declared 11MW. The new development of two CHP engines which will be supplying heat, CO2 and power to the on-site Nursery. Glasshouse Energy Centre Wight Salads Nursery/Macketts Land Nursery Macketts Lane, Hale Common, Newport, Isle of Wight PO30 3AS SZ544839 | 2000050662007
GLENMS | T-4 | Capacity Auction | 2019 | SSE Generation Ltd. | Ann Gray | Glenmoriston | Transmission | CMRS | Existing Generating CMU |  | Prequalified | Opt-In | N/A | 1 |  |  |  |  | 0 |  | 39.71 |  |  | 33.702 |  |  |  | 33.702 |  |  | Gensets 1 & 2 ROCable hydro units within the BMU are not included in the CMU. Glen Moriston Power Station, Loch Dundreggan, by Fort Augustus, Inverness-shire, IV3 6YM NH364156 | 8655 |  |  |  | No |  |  |  | Yes | [9 empty] | Yes | N/A | 1
GRAGT1 | T-4 | Capacity Auction | 2019 | E.ON Global Commodities SE |  | Grain GT-1 | Transmission | CMRS | Existing Generating CMU |  | Prequalified | Opt-In | N/A | 1 |  |  |  |  | 0 |  | 28.5 |  |  | 26.944 |  |  |  | 26.944 |  |  | OCGT from Grain U1. Power Station Road Isle of Grain Rochester ME3 0AR TQ589175 | 5021 |  |  |  | No |  |  |  | No | [9 empty] | No | N/A | 1
GRAGT4 | T-4 | Capacity Auction | 2019 | E.ON Global Commodities SE |  | Grain GT-4 | Transmission | CMRS | Existing Generating CMU |  | Prequalified | Opt-In | N/A | 1 |  |  |  |  | 0 |  | 26.508 |  |  | 25.061 |  |  |  | 25.06 |  |  | OCGT from Grain U4. Power Station Road Isle of Grain Rochester ME3 0AR TQ589175 | 5021 |  |  |  | No |  |  |  | No | [9 empty] | No | N/A | 1
GRAI06 | T-4 | Capacity Auction | 2019 | E.ON Global Commodities SE |  | Grain U6 | Transmission | CMRS | Existing Generating CMU |  | Prequalified | Opt-In | N/A | 1 |  |  |  |  | 0 |  | 468 |  |  | 421.2 |  |  |  | 421.2 |  |  | Grain B CCGT Unit 6 CHP element is via supply of heat to Grain LNG regasification facility Power Station Road Isle of Grain Rochester ME3 0AR TQ589175 | 7224 |  |  |  | No |  |  |  | No | [9 empty] | No | N/A | 1
GRAI07 | T-4 | Capacity Auction | 2019 | E.ON Global Commodities SE |  | Grain U7 | Transmission | CMRS | Existing Generating CMU |  | Prequalified | Opt-In | N/A | 1 |  |  |  |  | 0 |  | 468 |  |  | 421.2 |  |  |  | 421.2 |  |  | Grain B CCGT Unit 7 CHP element is via supply of heat to Grain LNG regasification facility Power Station Road Isle of Grain Rochester ME3 0AR TQ589175 | 7224 |  |  |  | No |  |  |  | No | [9 empty] | No | N/A | 1
GRAI08 | T-4 | Capacity Auction | 2019 | E.ON Global Commodities SE |  | Grain U8 | Transmission | CMRS | Existing Generating CMU |  | Prequalified | Opt-In | N/A | 1 |  |  |  |  | 0 |  | 468 |  |  | 421.2 |  |  |  | 421.2 |  |  | Grain B CCGT Unit 8 CHP element is via supply of heat to Grain LNG regasification facility Power Station Road Isle of Grain Rochester ME3 0AR TQ589175 | 7224 |  |  |  | No |  |  |  | No | [9 empty] | No | N/A | 1
Griffi | T-4 | Capacity Auction | 2019 | Griffith Generation Limited |  | Griffiths Rd | Distribution | Non CMRS | New Build Generating CMU |  | Prequalified | Opt-In | N/A | 15 |  |  |  |  | 0 |  | 20.43 |  |  | 19.315 |  |  |  | 19.315 |  |  | Gas-fired reciprocating engines Griffiths Rd, Northwich, CW9 7ZR SJ681739 | NA |  |  |  | Yes | [13 empty] | Deferred | Yes | 15
GYAR01 | T-4 | Capacity Auction | 2019 | RWE Generation UK plc |  | CMU_GYAR-1 | Distribution | CMRS | Existing Generating CMU |  | Prequalified | Opt-In | N/A | 1 |  |  |  |  | 0 |  | 410 |  |  | 364.9 |  |  |  | 364.9 |  |  | Great Yarmouth 1 - CCGT Great Yarmouth Power Station South Denes Road Great Yarmouth Norfolk NR30 3PY TG 530 051 | 7111 |  |  |  | No | No | Yes |  | No | [9 empty] | No | N/A | 1
HAMP01 | T-4 | Capacity Auction | 2019 | VEOLIA UK Limited |  | Hampshire ERFs | Distribution | Non CMRS | Existing Generating CMU |  | Prequalified | Opt-In | N/A | 1 |  |  |  |  | 0 |  | 33.348 |  |  | 29.3 |  |  |  | 29.3 |  |  | Energy from waste facility located in Portsmouth Hampshire Postcode PO3 5QH. It is a municipal waste incineration plant. It is based on two boilers supplying steam to one turbine generator. Exhaust steam is condensed in a Air cooled condenser. The site normally operates at baseload. The power factor used is 0.85 for this CMU. Quartremaine Road, Portsmouth, Hampshire, PO3 5QH SU666029 | 2000052659585 |  |  |  | No | Yes | Yes | Metering Option (a) | Yes |  |  | No | [6 empty] | Yes | N/A | 1
HAMP01 - Component | [30 empty] | Energy from waste facility located in Marchwood Hampshire - Postcode SO40 4BD. It is a municipal waste incineration plant. It is based on two boilers supplying steam to one turbine-generator. Exhaust steam is condensed in a water condenser. The site normally operates at baseload. The power factor used is 0.85 for this CMU. Marchwood Industrial Park, Oceanic Way, Southampton, Hampshire, SO40 4BD SU396112 | 2000052374194
HAMP01 - Component | [30 empty] | Energy from waste facility located in Chineham Hampshire - Postcode RG24 8LL. It is a municipal waste incineration plant. It is based on one boiler supplying steam to one turbine-generator. Exhaust steam is condensed in a Air cooled condenser. The power factor used is 0.85 for this CMU. Whitmarsh Lane, Chineham, Basingstoke, Hampshire, RG24 8LL SU672552 | 2000051598499
HARB01 | T-4 | Capacity Auction | 2019 | Harbourne Power Limited |  | Harbourne Power | Distribution | Non CMRS | New Build Generating CMU |  | Prequalified | Opt-In | N/A | 15 |  |  |  |  | 0 |  | 16 |  |  | 15.126 |  |  |  | 15.126 |  |  | 16 MW power plant comprising 8 x 2MW gas reciprocating engines located on . Power plant will be connectd to the SSE distribution network and local gas network. Cody Technology Park, Farnborough, Surrey, GU14 0LX 484154 | N/A |  |  |  | Yes | [13 empty] | Deferred | Yes | 15
HARV15 | T-4 | Capacity Auction | 2019 | TP LEASECO LIMITED | Fabienne van der Velde | Harvest Energy Centre | Distribution | Non CMRS | New Build Generating CMU |  | Prequalified | Opt-In | N/A | 15 |  | Yes |  |  | 49500 |  | 11 |  |  | 9.9 |  |  |  | 9.9 |  |  | The CMU HAR15 consists of two identical components, with each CHP engine delivering 5.5MW. The total CMU generation capacity is declared 11MW. The new development of two CHP engines which will be supplying heat, CO2 and power to the on-site Nursery. Harvest Energy Centre Wight Salads Nurseries Main Road Hale Common Arreton Newport Isle of Wight PO30 3AR SZ548848 | 2000050662007 |  |  |  | Yes | [13 empty] | Deferred | Yes | 15
HARV15 - Component | [30 empty] | The CMU HAR15 consists of two identical components, with each CHP engine delivering 5.5MW. The total CMU generation capacity is declared 11MW. The new development of two CHP engines which will be supplying heat, CO2 and power to the on-site Nursery. Harvest Energy Centre Wight Salads Nursery Hale Common Arreton Newport Isle of Wight PO30 3AR SZ548848 | 2000050662007
HEART1 | T-4 | Capacity Auction | 2019 | Rolls-Royce Power Development Limited |  | Heartlands Power | Distribution | Non CMRS | Existing Generating CMU |  | Prequalified | Opt-In | N/A | 1 |  |  |  |  | 0 |  | 50.927 |  |  | 48.146 |  |  |  | 47.27 |  |  | The auxiliary load is minimal (1MW) and have been removed from the metering assessment when calculating the maximum generating output Fort Parkway, Heartlands, Birmingham, B24 9QT ST1313390317 | E_FDUN-1 |  |  |  | No | No | Yes | Metering Option (a) | No |  |  | No | [6 empty] | No | N/A | 1
HEART2 | T-4 | Capacity Auction | 2019 | Rolls-Royce Power Development Limited |  | Heartlands Power | Distribution | Non CMRS | Existing Generating CMU |  | Prequalified | Opt-In | N/A | 1 |  |  |  |  | 0 |  | 49.927 |  |  | 47.201 |  |  |  | 47.27 |  |  | The auxiliary load is minimal (1MW) and have been removed from the metering assessment when calculating the maximum generating output Fort Parkway, Heartlands, Birmingham, B24 9QT ST1313390317 | E_FDUN-1 |  |  |  | No | No | Yes | Metering Option (a) | No |  |  | No | [6 empty] | Yes | N/A | 1
HEYM11 | T-4 | Capacity Auction | 2019 | EDF Energy Nuclear Generation Limited |  | Heysham 1 Power Station CMU 1 | Transmission | CMRS | Existing Generating CMU |  | Prequalified | Opt-In | N/A | 1 |  |  |  |  | 0 |  | 569.328 |  |  | 468.614 |  |  |  | 468.614 |  |  | Heysham 1 Power Station CMU 1 EDF Energy, Heysham 1 power station, Morecambe, Lancashire, LA3 2XF SD 400 598 | 6010 |  |  |  | No |  |  |  | No | [9 empty] | No | N/A | 1
HEYM12 | T-4 | Capacity Auction | 2019 | EDF Energy Nuclear Generation Limited |  | Heysham 1 Power Station CMU 2 | Transmission | CMRS | Existing Generating CMU |  | Prequalified | Opt-In | N/A | 1 |  |  |  |  | 0 |  | 577 |  |  | 474.929 |  |  |  | 474.929 |  |  | Heysham 1 Power Station CMU 2 EDF Energy, Heysham 1 power station, Morecambe, Lancashire, LA3 2XF SD 400 598 | 6010 |  |  |  | No |  |  |  | No | [9 empty] | No | N/A | 1
HEYM27 | T-4 | Capacity Auction | 2019 | EDF Energy Nuclear Generation Limited |  | Heysham 2 Power Station CMU 7 | Transmission | CMRS | Existing Generating CMU |  | Prequalified | Opt-In | N/A | 1 |  |  |  |  | 0 |  | 646.829 |  |  | 532.405 |  |  |  | 532.405 |  |  | Heysham 2 Power Station CMU 7 EDF Energy, Heysham 2 power station, Morecambe, Lancashire, LA3 2XH SD 401 595 | 6012 |  |  |  | No |  |  |  | No | [9 empty] | No | N/A | 1
HEYM28 | T-4 | Capacity Auction | 2019 | EDF Energy Nuclear Generation Limited |  | Heysham 2 Power Station CMU 8 | Transmission | CMRS | Existing Generating CMU |  | Prequalified | Opt-In | N/A | 1 |  |  |  |  | 0 |  | 647.429 |  |  | 532.899 |  |  |  | 532.899 |  |  | Heysham 2 Power Station CMU 8 EDF Energy, Heysham 2 power station, Morecambe, Lancashire, LA3 2XH SD 401 595 | 6012 |  |  |  | No |  |  |  | No | [9 empty] | No | N/A | 1
HINB-7 | T-4 | Capacity Auction | 2019 | EDF Energy Nuclear Generation Limited |  | Hinkley Point B Power Station CMU 7 | Transmission | CMRS | Existing Generating CMU |  | Prequalified | Opt-In | N/A | 1 |  |  |  |  | 0 |  | 498 |  |  | 409.904 |  |  |  | 409.904 |  |  | Hinkley Point B Power Station CMU 7 EDF Energy, Hinkley Point B power station, Nr Bridgwater, Somerset, TA5 1UD ST 213 461 | 6003 |  |  |  | No |  |  |  | No | [9 empty] | No | N/A | 1
HINB-8 | T-4 | Capacity Auction | 2019 | EDF Energy Nuclear Generation Limited |  | Hinkley Point B Power Station CMU 8 | Transmission | CMRS | Existing Generating CMU |  | Prequalified | Opt-In | N/A | 1 |  |  |  |  | 0 |  | 491 |  |  | 404.142 |  |  |  | 404.142 |  |  | Hinkley Point B Power Station CMU 8 EDF Energy, Hinkley Point B power station, Nr Bridgwater, Somerset, TA5 1UD ST 213 461 | 6003 |  |  |  | No |  |  |  | No | [9 empty] | No | N/A | 1
HIRSTO | T-4 | Capacity Auction | 2019 | Green Frog Power Limited |  | Hirwaun | Distribution | Non CMRS | Existing Generating CMU |  | Prequalified | Opt-In | N/A | 1 |  |  |  |  | 0 |  | 20 |  |  | 18.908 |  |  |  | 18.908 |  |  | Reciprocating engines Main Ave, Hirwaun, CF44 9UY SN937060 | 2100041089685 |  |  |  | No | No | Yes | Metering Option (c) | Yes | Yes | settlement |  |  | Yes |  | COP2 | Yes |  | Yes | N/A | 1
HONING | T-4 | Capacity Auction | 2019 | Plutus Energy LTD |  | Honington | Distribution | Non CMRS | New Build Generating CMU |  | Not Prequalified | Opt-In | N/A | 15 |  | Yes | Yes |  | 0 | Yes | 12 |  |  | 11.345 |  |  |  | 11.345 |  |  | CMU Component is 500kVA reciprocating diesel engine. Honington, Bury St Edmunds, Suffolk, IP31 1EE TL 90496 75022 | N/A |  |  |  | Yes | [13 empty] | Deferred | No | #N/A
HPL_01 | T-4 | Capacity Auction | 2019 | Hirwaun Power Limited |  | Hirwaun | Transmission | CMRS | New Build Generating CMU |  | Prequalified | Opt-In | N/A | 15 |  | Yes |  |  | 1413375 |  | 299 |  |  | 282.675 |  |  |  | 282.675 |  |  | A simple cycle gas fired power generating plant Land at Hirwaun Industrial Estate, near Aberdare, in Rhondda Cynon Taf, Wales, CF44 9UY SN 938 061 | N/A |  |  |  | Yes | [13 empty] | Deferred | Yes | 15
HRTL-1 | T-4 | Capacity Auction | 2019 | EDF Energy Nuclear Generation Limited |  | Hartlepool Power Station CMU 1 | Transmission | CMRS | Existing Generating CMU |  | Prequalified | Opt-In | N/A | 1 |  |  |  |  | 0 |  | 611.152 |  |  | 503.039 |  |  |  | 503.039 |  |  | Hartlepool Power Station CMU 1 EDF Energy, Hartlepool power station, Tees Road, Hartlepool, TS25 2BZ NZ 530 270 | 6008 |  |  |  | No |  |  |  | No | [9 empty] | No | N/A | 1
HRTL-2 | T-4 | Capacity Auction | 2019 | EDF Energy Nuclear Generation Limited |  | Hartlepool Power Station CMU 2 | Transmission | CMRS | Existing Generating CMU |  | Prequalified | Opt-In | N/A | 1 |  |  |  |  | 0 |  | 607.257 |  |  | 499.833 |  |  |  | 499.833 |  |  | Hartlepool Power Station CMU 2 EDF Energy, Hartlepool power station, Tees Road, Hartlepool, TS25 2BZ NZ 530 270 | 6008 |  |  |  | No |  |  |  | No | [9 empty] | No | N/A | 1
HULSTO | T-4 | Capacity Auction | 2019 | Green Frog Power Limited |  | Hull | Distribution | Non CMRS | Existing Generating CMU |  | Prequalified | Opt-In | N/A | 1 |  |  |  |  | 0 |  | 20 |  |  | 18.908 |  |  |  | 18.908 |  |  | Reciprocating engines Somerden Rd, Hull, HU9 5PE TA152295 | 2394000089457 |  |  |  | No | No | Yes | Metering Option (c) | No | Yes | settlement |  |  | Yes |  | COP2 | Yes |  | Yes | N/A | 1
HUNB-7 | T-4 | Capacity Auction | 2019 | EDF Energy Nuclear Generation Limited |  | Hunterston B Power Station CMU 7 | Transmission | CMRS | Existing Generating CMU |  | Prequalified | Opt-In | N/A | 1 |  |  |  |  | 0 |  | 502 |  |  | 413.196 |  |  |  | 413.196 |  |  | Hunterston B Power Station CMU 7 EDF Energy, Hunterston B power station, West Kilbride, Ayrshire, KA23 9QX NS 185 515 | 8301, 8310 |  |  |  | No |  |  |  | No | [9 empty] | No | N/A | 1
HUNB-8 | T-4 | Capacity Auction | 2019 | EDF Energy Nuclear Generation Limited |  | Hunterston B Power Station CMU 8 | Transmission | CMRS | Existing Generating CMU |  | Prequalified | Opt-In | N/A | 1 |  |  |  |  | 0 |  | 503 |  |  | 414.019 |  |  |  | 414.019 |  |  | Hunterston B Power Station CMU 8 EDF Energy, Hunterston B power station, West Kilbride, Ayrshire, KA23 9QX NS 185 515 | 8301, 8310 |  |  |  | No |  |  |  | No | [9 empty] | No | N/A | 1
HYTHE1 | T-4 | Capacity Auction | 2019 | Npower Cogen (Hythe) Limited |  | CMU_HYTHE | Distribution | CMRS | Existing Generating CMU |  | Prequalified | Opt-In | N/A | 1 |  |  |  |  | 0 |  | 49.9 |  |  | 44.411 |  |  |  | 44.411 |  |  | Hythe CHP - Private Network supply to Versalis - Auxiliary load behind boundary meter Npower Cogen (Hythe) Ltd Charleston Road Hardley Hythe Southampton SO45 3BP SU 435 057 | 7174 |  |  |  | No | No | Yes |  | No | [9 empty] | No | N/A | 1
ICHP01 | T-4 | Capacity Auction | 2019 | VPI Immingham LLP |  | Immingham CHP | Transmission | CMRS | Existing Generating CMU |  | Prequalified | Opt-In | N/A | 1 |  |  |  |  | 0 |  | 1320 |  |  | 1188 |  |  |  | 1188 |  |  | Gas CHP on South bank of river Humber providing electricity and industrial steam Rosper Road South Killingholme Immingham DN40 3DZ 167171 | 7168 |  |  |  | No |  |  |  | No | [9 empty] | No | N/A | 1
IFA_GB | T-4 | Capacity Auction | 2019 | National Grid Interconnectors Limited |  | Interconnexion France Angleterre | X | CMRS | Existing Interconnector CMU |  | Prequalified | Opt-In | N/A | 1 |  |  |  |  | 0 |  | 1988 |  |  | 1033.76 |  |  |  | 1033.76 |  |  | Interconnexion France Angleterre (IFA) 2,000MW high voltage direct current link between the French and GB transmission systems. Sellindge Convertor Station, Church Lane, Sellindge, Ashford, TN25 6AF TR 08346 38309 | 1026 |  |  |  | No | [13 empty] | No | N/A | 1
IGCECL | T-4 | Capacity Auction | 2019 | Coryton Energy Company Ltd |  | Coryton | Transmission | CMRS | Existing Generating CMU |  | Prequalified | Opt-In | N/A | 1 |  |  |  |  | 0 |  | 791 |  |  | 703.99 |  |  |  | 703.99 |  |  | A CCGT station consisting of two Alstom GT26 gas turbines and a steam turbine and is based near Stanford-le-hope in Essex, England. Each turbine is individually metered with output being the total of all three turbines net of any auxillary load. The Manor Way, Stanford-le-Hope, Essex, SS17 9GN 739822 | MSID 7112 7113 7114 |  |  |  | No |  |  |  | No | [9 empty] | No | N/A | 1
IGGECL | T-4 | Capacity Auction | 2019 | Gateway Energy Centre Limited |  | Gateway Energy Centre | Transmission | CMRS | New Build Generating CMU |  | Prequalified | Opt-In | N/A | 15 |  | Yes |  |  | 5477950 |  | 1231 |  |  | 1095.59 |  |  |  | 1095.59 |  |  | A new combined cycle power station comprising the latest technology gas turbine(s), heat recovery steam generator(s), steam turbine(s) and associated balance of plant. This will be constructed on brownfield land in Stanford-Le-Hope, Essex. Metering of output is Net of auxillary load. Corringham, Stanford-le-Hope, Essex SS17 9LP UK 732821 | N/A |  |  |  | No |  |  |  | No | [9 empty] | No | Yes | 15
IGRPCL | T-4 | Capacity Auction | 2019 | Rocksavage Power Company Ltd |  | Rocksavage | Transmission | CMRS | Existing Generating CMU |  | Prequalified | Opt-In | N/A | 1 |  |  |  |  | 0 |  | 830 |  |  | 738.7 |  |  |  | 738.7 |  |  | A CCGT station consisting of two Alstom GT26A gas turbines, with an Alstom heat recovery steam generator each that produces steam for one ABB steam turbine and is based near Runcorn in Cheshire. Metering of output is Net of auxillary load. Cow Hey Lane, Runcorn, Cheshire, WA7 4FZ 517800 | MSID7050 |  |  |  | No |  |  |  | No | [9 empty] | No | N/A | 1
IGSECL | T-4 | Capacity Auction | 2019 | Spalding Energy Company Ltd |  | Spalding | Transmission | CMRS | Existing Generating CMU |  | Prequalified | Opt-In | N/A | 1 |  |  |  |  | 0 |  | 903 |  |  | 803.67 |  |  |  | 803.67 |  |  | A CCGT station consisting of two General Electric 9FA+e gas turbines with two VOGT-NEM heat recovery steam generators and one Hitachi steam turbine and is based near Spalding in Lincolnshire. Each turbine is individually metered with output being the total of all three turbines net of any auxillary load. West Marsh Road, Spalding, Lincolnshire, PE11 2BB 259244 | MSID7175 |  |  |  | No |  |  |  | No | [9 empty] | No | N/A | 1
IGSEEL | T-4 | Capacity Auction | 2019 | Spalding Energy Expansion Limited |  | Spalding Energy Expansion | Transmission | CMRS | New Build Generating CMU |  | Prequalified | Opt-In | N/A | 15 |  | Yes |  |  | 3026000 |  | 680 |  |  | 605.2 |  |  |  | 605.2 |  |  | A new combined cycle power station comprising the latest technology gas turbine(s), heat recovery steam generator(s), steam turbine(s) and associated balance of plant. This will be constructed on brownfield land in Stanford-Le-Hope, Essex. Metering of output is Net of auxillary load. West Marsh Road Spalding Lincolnshire PE11 2BB 257244 | N/A |  |  |  | No |  |  |  | No | [9 empty] | No | Yes | 15
IGSEEO | T-4 | Capacity Auction | 2019 | Spalding Energy Expansion Limited |  | Spalding Energy Expansion | Transmission | CMRS | New Build Generating CMU |  | Prequalified | Opt-In | N/A | 15 |  | Yes |  |  | 1498460 |  | 317 |  |  | 299.692 |  |  |  | 299.692 |  |  | A new open cycle power station comprising gas turbine(s) and associated balance of plant. This will be constructed on brownfield land in Spalding, Lincolnshire. Metering of output is Net of auxillary load. West Marsh Road Spalding Lincolnshire PE11 2BB 257244 | N/A |  |  |  | No |  |  |  | No | [9 empty] | No | Yes | 15
INAW-1 | T-4 | Capacity Auction | 2019 | SSE Generation Ltd. | Ann Gray | Inverawe | Distribution | Non CMRS | Existing Generating CMU |  | Prequalified | Opt-In | N/A | 1 |  |  |  |  | 0 |  | 27 |  |  | 22.915 |  |  |  | 22.915 |  |  | 1 x hydro turbine & synchronous generator Inverawe Power Station, Inverawe, by Taynuilt, Argyll, PA35 1HU NN016321 | 1700051733810 |  |  |  | No | No | Yes | Metering Option (a) | No |  |  | No | [6 empty] | No | N/A | 1
INDQ-1 | T-4 | Capacity Auction | 2019 | Indian Queens Power Limited |  | Indian Queens | Transmission | CMRS | Existing Generating CMU |  | Prequalified | Opt-In | N/A | 1 |  |  |  |  | 0 |  | 140 |  |  | 132.356 |  |  |  | 132.356 |  |  | Indian Queens Power Station Indian Queens Power Station St. Dennis St. Austell PL26 8BY SW940591 | 7048 |  |  |  | No |  |  |  | No | [9 empty] | No | N/A | 1
INEOS1 | T-4 | Capacity Auction | 2019 | INEOS Nitriles (UK) Ltd |  | INEOS Nitriles (UK) Ltd | Distribution | Non CMRS | Existing Generating CMU |  | Prequalified | Opt-In | N/A | 1 |  |  |  |  | 0 |  | 51.148 |  |  | 46.033 |  |  |  | 46.033 |  |  | CHP - Auxillary load behind boundary meter - Location TS2 1UB INEOS Nitriles (UK) Limited Seal Sands, P.O. Box 62 Middlesbrough, Cleveland TS2 1UB 529236 | 1594001005774 & 1574000216135 |  |  |  | No | No | Yes | Metering Option (a) | No |  |  | No | [6 empty] | No | N/A | 1
IPSW_B | T-4 | Capacity Auction | 2019 | Plutus Energy LTD |  | Ipswich Docks B | Distribution | Non CMRS | New Build Generating CMU |  | Not Prequalified | Opt-In | N/A | 15 |  | Yes | Yes |  | 0 | Yes | 20 |  |  | 18.908 |  |  |  | 18.908 |  |  | CMU Component is 500kVA reciprocating diesel engine. Customs House, Ipswich Docks, Ipswich, Suffolk, IP3 0DP TM 16851 42309 | N/A |  |  |  | Yes | [13 empty] | Deferred | No | 15
IRNBPS | T-4 | Capacity Auction | 2019 | Uniper UK Ironbridge Limited |  | Ironbridge | Transmission |  |  |  |  | Opt-Out | Closed down, decommissioned or otherwise non-operational by the start of the relevant Delivery Year | [7 empty] | 0 | [6 empty] | 0 |  |  | Ironbridge PS Unit 2 (Unit 1 has already been closed) Buildwas Road Ironbridge Telford TF8 7BL SJ654037 | 4004 | [18 empty] | Not Entering/No Submission
KEAD-1 | T-4 | Capacity Auction | 2019 | Keadby Generation Limited | Ann Gray | Keadby | Transmission | CMRS | Existing Generating CMU |  | Prequalified | Opt-In | N/A | 1 |  |  |  |  | 0 |  | 764 |  |  | 679.96 |  |  |  | 679.96 |  |  | Keadby Unit 1 Keadby Power Station, Trentside, Scunthorpe, North Lincolnshire, DN17 3EF SE828116 | 7028 - 7029 |  |  |  | No |  |  |  | No | [9 empty] | No | N/A | 1
KEAD-3 | T-4 | Capacity Auction | 2019 | Keadby Generation Limited | Ann Gray | Keadby 3 | Transmission | CMRS | Existing Generating CMU |  | Prequalified | Opt-In | N/A | 1 |  |  |  |  | 0 |  | 24.433 |  |  | 23.1 |  |  |  | 22.567 |  |  | GT3 Keadby Power Station, Trentside, Scunthorpe, North Lincolnshire, DN17 3EF SE828116 | 7117 |  |  |  | No |  |  |  | No | [9 empty] | No | N/A | 1
KET123 | T-4 | Capacity Auction | 2019 | First Renewable Gamma Limited |  | First Renewable Gamma Limited | Distribution | Non CMRS | New Build Generating CMU |  | Prequalified | Opt-In | N/A | 15 |  | Yes | Yes |  | 94540 |  | 20 |  |  | 18.908 |  |  |  | 18.908 |  |  | new build diesel and/or gas dual fuel generating station First Renewable Gamma Limited, Wold Road, Burton Latimer, Wellingborough, Northamptonshire NN9 5HW SP 92344 74767 | N/A |  |  |  | Yes | [13 empty] | Deferred | Yes | 15
Keysto | T-4 | Capacity Auction | 2019 | Keystone Power Limited |  | Plymouth | Distribution | Non CMRS | Existing Generating CMU |  | Prequalified | Opt-In | N/A | 1 |  |  |  |  | 0 |  | 20.708 |  |  | 19.577 |  |  |  | 17.975 |  |  | The site consists of 48 diesel generators. Plymouth Energy Park (Former Toshiba Site), Ernsettle Lane, Plymouth. PL5 2EY 450593 | 2200042333701 |  |  |  | No | No | No | Metering Option (a) | No |  |  | No | [6 empty] | Yes | N/A | 1
KILNS1 | T-4 | Capacity Auction | 2019 | Centrica KPS Limited |  | T_KILNS-1 | Transmission |  |  |  |  | Opt-Out | Closed down, decommissioned or otherwise non-operational by the start of the relevant Delivery Year | [7 empty] | 680 | [6 empty] | 605.2 |  |  | Centrica Killingholme Power Station is a Combined Cycle Gas Turbine (CCGT) electricity generating station. Centrica Killingholme Power Station, Chasehill Road, Immingham, DN40 3EH. TA 154 188 | 4050 | [18 empty] | Not Entering/No Submission
KILPGX | T-4 | Capacity Auction | 2019 | E.ON UK plc |  | Killingholme | Transmission |  |  |  |  | Opt-Out | Closed down, decommissioned or otherwise non-operational by the start of the relevant Delivery Year | [7 empty] | 0 | [6 empty] | 0 |  |  | E.ON's Killingholme CCGT Module 1 Chase Hill Road Killingholme North Lincolnshire DN40 3LU. TA154190 | 5022 | [18 empty] | Not Entering/No Submission
KILPGX - Component | [30 empty] | E.ON's Killingholme CCGT Module 2 Chase Hill Road Killingholme North Lincolnshire DN40 3LU TA154190 | 5022
KLYNA1 | T-4 | Capacity Auction | 2019 | Centrica KL Limited |  | E_KLYN-A-1 | Distribution | CMRS | New Build Generating CMU |  | Prequalified | Opt-In | N/A | 15 |  | Yes |  |  | 1646500 |  | 370 |  |  | 329.3 |  |  |  | 329.3 |  |  | Kings Lynn Power Station prospective new build Combined Cycle Gas Turbine (CCGT) electricity generating station. King’s Lynn Power Station Willows Business Park Kings Lynn PE34 3RD TF 611 171 | 7044 |  |  |  | No | No | Yes |  | No | [9 empty] | No | Yes | 15
LANGWI | T-4 | Capacity Auction | 2019 | Langwith Energy Limited |  | Langwith Energy Limited | Distribution | Non CMRS | New Build Generating CMU |  | Not Prequalified | Opt-In | N/A | 15 |  | Yes | Yes |  | 0 | Yes | 20 |  |  | 18.908 |  |  |  | 18.908 |  |  | Diesel and/or gas dual fuel generating station. Manor Farm, Beachampton, Milton Keynes, Bucks MK19 6DT SP 77365 37208 | N/A |  |  |  | Yes | [13 empty] | Deferred | No | #N/A
LARI01 | T-4 | Capacity Auction | 2019 | Larigan Power Limited |  | Larigan Power | Distribution | Non CMRS | New Build Generating CMU |  | Prequalified | Opt-In | N/A | 15 |  |  |  |  | 0 |  | 16 |  |  | 15.126 |  |  |  | 15.126 |  |  | 16 MW power plant comprising 8 x 2MW gas reciprocating engines. Power plant will be connectd to the WPD distribution network and WWU gas network. Unit B1-B3 Coed Cae Industrial Estate, Pontyclun, South Wales, CF72 9HG 303182 | N/A |  |  |  | Yes | [13 empty] | Deferred | Yes | 15
LAWNSF | T-4 | Capacity Auction | 2019 | Lawns Farm Energy Limited |  | Lawns Farm Energy Limited | Distribution | Non CMRS | New Build Generating CMU |  | Not Prequalified | Opt-In | N/A | 15 |  | Yes | Yes |  | 0 | Yes | 8 |  |  | 7.563 |  |  |  | 7.563 |  |  | Diesel and/or gas dual fuel generating station. Lawns Farm, Ballam Road, Lytham FY8 4NG SD 36711 31047 | N/A |  |  |  | Yes | [13 empty] | Deferred | No | 15
LBAR01 | T-4 | Capacity Auction | 2019 | RWE Generation UK plc |  | CMU_LBAR-1 | Transmission | CMRS | Existing Generating CMU |  | Prequalified | Opt-In | N/A | 1 |  |  |  |  | 0 |  | 775 |  |  | 691.135 |  |  |  | 691.135 |  |  | Little Barford 1 CCGT Little Barford Power Station Little Barford St Neots PE19 6YT TL 184 576 | 4052 |  |  |  | No |  |  |  | No | [9 empty] | No | N/A | 1
LBAR01 - Component | [30 empty] | Little Barford 1 OCGT Little Barford Power Station Little Barford St Neots PE19 6YT TL 184 576 | 4052
LCHART | T-4 | Capacity Auction | 2019 | SSE Generation Ltd. | Ann Gray | Luichart | Transmission | CMRS | Existing Generating CMU |  | Prequalified | Opt-In | N/A | 1 |  |  |  |  | 0 |  | 34 |  |  | 28.856 |  |  |  | 28.856 |  |  | ROCable hydro units within the BMU are not included in the CMU. Luichart Power Station, by Loch Luichart, Contin, Ross-shire, IV14 9EW NH394570 | 8712-8713 |  |  |  | No |  |  |  | No | [9 empty] | No | N/A | 1
LEAFIE | T-4 | Capacity Auction | 2019 | Leafield Energy Limited |  | Leafield Energy Limited | Distribution | Non CMRS | New Build Generating CMU |  | Prequalified | Opt-In | N/A | 15 |  | Yes | Yes |  | 28360 |  | 6 |  |  | 5.672 |  |  |  | 5.672 |  |  | Diesel and/or gas dual fuel generating station. Monks Lane, Corsham, Wiltshire SN13 9PH ST876685 | N/A |  |  |  | Yes | [13 empty] | Deferred | Yes | 15
LIFTON | T-4 | Capacity Auction | 2019 | P3P Partners LLP |  | Lifton Energy Centre | Distribution | Non CMRS | New Build Generating CMU |  | Not Prequalified | Opt-In | N/A | 15 |  | Yes | Yes |  | 0 | Yes | 5.51 |  |  | 4.959 |  |  |  | 4.959 |  |  | The Lifton Energy Centre is part of new development to achieve energyy and carbon savings for the on site manufacturer. It is designed to hold a 5.605 MWe gas fired engines with a combo gas boiler. The installation will supply power and steam to the on-site foods manufacturing process. Lifton Energy Centre Premier Foods Station Road, Lifton, Devon UK PL16OBB SX397850 | N/A |  |  |  | Yes | [13 empty] | Deferred | No | #N/A
LITT01 | T-4 | Capacity Auction | 2019 | RWE Generation UK plc |  | CMU_LITTD1 | Transmission |  |  |  |  | Opt-Out | Closed down, decommissioned or otherwise non-operational by the start of the relevant Delivery Year | [7 empty] | 685 | [6 empty] | 579.579 |  |  | Littlebrook 1 - Oil fired unit Littlebrook Power Station Manor Way Dartford Kent DA1 5PT TQ 558 765 | 4038 | [18 empty] | Not Entering/No Submission
LITT02 | T-4 | Capacity Auction | 2019 | RWE Generation UK plc |  | CMU_LITTD2 | Transmission |  |  |  |  | Opt-Out | Closed down, decommissioned or otherwise non-operational by the start of the relevant Delivery Year | [7 empty] | 685 | [6 empty] | 579.579 |  |  | Littlebrook 2 - oil fired unit Littlebrook Power Station Manor Way Dartford Kent DA1 5PT TQ 558 765 | 4038 & 4039 | [18 empty] | Not Entering/No Submission
LITT03 | T-4 | Capacity Auction | 2019 | RWE Generation UK plc |  | CMU_LITTD3 | Transmission |  |  |  |  | Opt-Out | Closed down, decommissioned or otherwise non-operational by the start of the relevant Delivery Year | [7 empty] | 685 | [6 empty] | 579.579 |  |  | Littlebrook 3 - oil fired unit Littlebrook Power Station Manor Way Dartford Kent DA1 5PT TQ 558 765 | 4039 | [18 empty] | Not Entering/No Submission
LITT1G | T-4 | Capacity Auction | 2019 | RWE Generation UK plc |  | CMU_LITTD1G | Transmission |  |  |  |  | Opt-Out | Closed down, decommissioned or otherwise non-operational by the start of the relevant Delivery Year | [7 empty] | 35 | [6 empty] | 33.089 |  |  | Littlebrook 1 OCGT Littlebrook Power Station Manor Way Dartford Kent DA1 5PT TQ 558 765 | 4038 | [18 empty] | Not Entering/No Submission
LITT2G | T-4 | Capacity Auction | 2019 | RWE Generation UK plc |  | CMU_LITTD2G | Transmission |  |  |  |  | Opt-Out | Closed down, decommissioned or otherwise non-operational by the start of the relevant Delivery Year | [7 empty] | 35 | [6 empty] | 33.089 |  |  | Littlebrook 2 OCGT Littlebrook Power Station Manor Way Dartford Kent DA1 5PT TQ 558 765 | 4039 | [18 empty] | Not Entering/No Submission
LITT3G | T-4 | Capacity Auction | 2019 | RWE Generation UK plc |  | CMU_LITTD3G | Transmission |  |  |  |  | Opt-Out | Closed down, decommissioned or otherwise non-operational by the start of the relevant Delivery Year | [7 empty] | 35 | [6 empty] | 33.089 |  |  | Littlebrook 3 OCGT Littlebrook Power Station Manor Way Dartford Kent DA1 5PT TQ 558 765 | 4040 | [18 empty] | Not Entering/No Submission
LOCHAY | T-4 | Capacity Auction | 2019 | SSE Generation Ltd. | Ann Gray | Lochay | Transmission | CMRS | Existing Generating CMU |  | Prequalified | Opt-In | N/A | 1 |  |  |  |  | 0 |  | 47 |  |  | 39.889 |  |  |  | 39.889 |  |  | ROCable hydro units within the BMU are not included in the CMU. Lochay Power Station, Killin, Perthshire, FK21 8UA NN545349 | 8665 |  |  |  | No |  |  |  | No | [9 empty] | No | N/A | 1
LOCK_A | T-4 | Capacity Auction | 2019 | Precise Energy Limited |  | Lockleaze A | Distribution | Non CMRS | New Build Generating CMU |  | Not Prequalified | Opt-In | N/A | 15 |  | Yes | Yes |  | 0 | Yes | 20 |  |  | 18.908 |  |  |  | 18.908 |  |  | CMU Component is 500kVA reciprocating diesel engine. Precise Energy, Romney Avenue, Lockleaze, Bristol, BS7 9SS ST 60408 76370 | N/A |  |  |  | Yes | [13 empty] | Deferred | No | 15
LOCK_B | T-4 | Capacity Auction | 2019 | Equivalence Energy Limited |  | Lockleaze B | Distribution | Non CMRS | New Build Generating CMU |  | Not Prequalified | Opt-In | N/A | 15 |  | Yes | Yes |  | 0 | Yes | 20 |  |  | 18.908 |  |  |  | 18.908 |  |  | CMU Component is 500kVA reciprocating diesel engine. Equivalence Power, Romney Avenue, Lockleaze, Bristol, BS7 9SS ST 60408 76370 | N/A |  |  |  | Yes | [13 empty] | Deferred | No | 15
LOWM01 | T-4 | Capacity Auction | 2019 | Low Moor Power Limited |  | Low Moor Power | Distribution | Non CMRS | New Build Generating CMU |  | Not Prequalified | Opt-In | N/A | 15 |  | Yes | Yes |  | 0 | Yes | 8 |  |  | 7.563 |  |  |  | 7.563 |  |  | 8 MW power plant comprising 4 x 2MW gas reciprocating engines. Low Moor Brighouse Road Bradford Yorkshire BD12 0QF 416429 | N/A |  |  |  | Yes | [13 empty] | Deferred | No | 15
LVYCHP | T-4 | Capacity Auction | 2019 | Tempus Energy Supply Ltd. |  | Lee Valley CHP |  | CMRS | Unproven DSR CMU |  | Not Prequalified | Opt-In | N/A | 1 | Yes |  |  |  | 0 |  | 2 |  | Not Submitted | 1.736 |  |  |  | 1.736 |  |  | Large CHP Unit. Lee Valley, East London | N/A |  |  |  | Yes | [13 empty] | Deferred | No | 1
MARD01 | T-4 | Capacity Auction | 2019 | Marden Power Limited |  | Marden Power | Distribution | Non CMRS | New Build Generating CMU |  | Not Prequalified | Opt-In | N/A | 15 |  | Yes | Yes |  | 0 | Yes | 20 |  |  | 18.908 |  |  |  | 18.908 |  |  | 20 MW power plant comprising 8 x 2.5MW gas reciprocating engines. Mannerberg Way, Scunthorpe, East Yorkshire, DN15 6AL 489413 | N/A |  |  |  | Yes | [13 empty] | Deferred | No | 15
MEDP-1 | T-4 | Capacity Auction | 2019 | Medway Power Limited | Ann Gray | Medway | Transmission | CMRS | Existing Generating CMU |  | Prequalified | Opt-In | N/A | 1 |  |  |  |  | 0 |  | 700 |  |  | 623 |  |  |  | 623 |  |  | Medway Medway Power Station, Rochester, Medway, ME3 0AG TQ871746 | 7094 |  |  |  | No |  |  |  | Yes | [9 empty] | Yes | N/A | 1
MERC01 | T-4 | Capacity Auction | 2019 | Mercia Waste Management Ltd |  | Mercia Waste Management Ltd | Distribution | Non CMRS | New Build Generating CMU |  | Prequalified | Opt-In | N/A | 15 |  | Yes |  |  | 109825 |  | 25 |  |  | 21.965 |  |  |  | 21.965 |  |  | Mercia Waste Management Ltd Hartlebury Trading Estate Kidderminster DY10 4JB. In build Energy from Waste plant in Hartlebury. Auxilliary load is not included in connection capacity .i.e the export is net. "Mercia EnvirRecover EfW Oak Drive Hartlebury Trading Estate Hartlebury Worcestershire DY10 4JB" SO859697 | N/A |  |  |  | Yes | [13 empty] | Deferred | Yes | 1
MILTON | T-4 | Capacity Auction | 2019 | P3P Partners LLP |  | Milton Keynes Energy Centre | Distribution | Non CMRS | New Build Generating CMU |  | Not Prequalified | Opt-In | N/A | 15 |  | Yes | Yes |  | 0 | Yes | 4 |  |  | 3.6 |  |  |  | 3.6 |  |  | The New Build will consist of two CHP engines. Each component will have a generation capacity of 2 MW with a total CMU capacity of 4MW. MAGNA PARK, CROSSLEY DRIVE, Milton Keynes MK17 8FL SP913384 | N/A |  |  |  | Yes | [13 empty] | Deferred | No | #N/A
MILTON - Component | [30 empty] | The New Build will consist of two CHP engines. Each component will have a generation capacity of 2 MW with a total CMU capacity of 4MW. MAGNA PARK, CROSSLEY DRIVE, Milton Keynes MK17 8FL SP913384 | N/A
Moyle1 | T-4 | Capacity Auction | 2019 | Moyle Interconnector Ltd |  | Moyle Interconnector | X |  |  |  |  | Opt-Out | Operational throughout the relevant Delivery Year | [7 empty] | 80 | [6 empty] | 4.8 |  |  | The Moyle Interconnector links the electricity grids of Northern Ireland and Scotland through submarine cables running between converter stations at Ballycronan More in Islandmagee, County Antrim and Auchencrosh in Ayrshire. The link has a capacity of 500 MW. The Moyle Interconnector is owned and operated by Moyle Interconnector Limited, which is in turn financed through Moyle Holdings Limited and Moyle Interconnector (Financing) plc, all part of the Mutual Energy group of companies. Auchencrosh Converter Station, Ballantrae, Girvan, KA26 OPE NX 097 791 | 74131886, 74131887 | [18 empty] | Not Entering/No Submission
MRWD-1 | T-4 | Capacity Auction | 2019 | SSE Energy Supply Ltd. |  | Marchwood | Transmission | CMRS | Existing Generating CMU |  | Prequalified | Opt-In | N/A | 1 |  |  |  |  | 0 |  | 920 |  |  | 818.8 |  |  |  | 818.8 |  |  | Gensets 1. 2 & 3 Marchwood Power, Marchwood Industrial Park, Oceanic Way, Marchwood, Southampton, SO40 4BD SU395110 | 7212 |  |  |  | No |  |  |  | No | [9 empty] | No | N/A | 1
NDACHP | T-4 | Capacity Auction | 2019 | Nuclear Decommissioning Authority |  | Fellside CHP Power Station | Distribution | CMRS | Existing Generating CMU |  | Prequalified | Opt-In | N/A | 1 |  |  |  |  | 0 |  | 108.511 |  |  | 97.66 |  |  |  | 95.724 |  |  | Fellside CHP is located in Seascale- Cumbria- UK and consists of three GE Frame 6581B gas turbines which are able to run on natural gas or distillate. The primary purpose of the plant is to provide critical process steam to the adjacent Sellafield nuclear reprocessing facility. The plant is embedded on the distribution network but due to its capacity also has a 132kV connection to the transmission system. The plant has a distribution connection capacity of 215MVA and a power factor of 0.85 has been used for calculation purposes. Fellside CHP Sellafield Ltd Seascale Cumbria CA20 1PG UK 34033 | 7039 and 7040 |  |  |  | No | No | No |  | No | [9 empty] | Yes | N/A | 1
NDAHYD | T-4 | Capacity Auction | 2019 | Nuclear Decommissioning Authority | Sam Hounslow | Maentwrog Hydro-electric Power Station | Distribution | CMRS | Existing Generating CMU |  | Prequalified | Opt-In | N/A | 1 |  |  |  |  | 0 |  | 28.288 |  |  | 24.008 |  |  |  | 24.01 |  |  | Maentwrog hydroelectric station is a 30MW plant near Blaenau Ffestiniog- Gwynedd. The plant was constructed in 1928 features two 15MW units and takes its water feed from the Llyn Trawsfynydd Reservoir. The plant is restricted to the quantity of water it can use as minimum water levels must be maintained in the resevoir. The plant has a connection capacity of 35300kVA and an associated power factor of 0.85. Maentwrog Power Station Magnox Ltd Maentwrog nr Blaenau Ffestiniog Gwynedd LL414HY UK 653395 | 6015 |  |  |  | No | No | No |  | No | [9 empty] | Yes | N/A | 1
NDANUC | T-4 | Capacity Auction | 2019 | Nuclear Decommissioning Authority |  | Wylfa Nuclear Power Station | Transmission |  |  |  |  | Opt-Out | Closed down, decommissioned or otherwise non-operational by the start of the relevant Delivery Year | [7 empty] | 450 | [6 empty] | 370.395 |  |  | Wylfa Nuclear power station is a Magnox power station standing on a 20.8 hectare site on the north coast of Anglesey between Holyhead and Amlwch (address is Wylfa Site- Cemas- Ynys Môn- LL67 0DH). The site has only one running reactor and two operational turbine generators. This power station is scheduled to close at the end of 2015. Wylfa power station has three meters for capturing demand (ref) T_WYLF-D1: T_WYLF-D2: T_WYLF-D3 Wylfa Site Cemas Ynys Môn LL67 0DH 350938 | MSIDs 6019-6022 | [18 empty] | Not Entering/No Submission
NEMOGB | T-4 | Capacity Auction | 2019 | NEMO LINK LIMITED |  | NEMO Link | X | CMRS | New Build Interconnector CMU |  | Prequalified | Opt-In | N/A | 1 |  | Yes |  |  | 2700000 |  | 1000 |  |  | 540 |  |  |  | 540 |  |  | 1,000MW electricity interconnector between GB and Belgian transmission systems Ramsgate Road, Sandwich, Kent CT13 9NL TR 33480 62111 | N/A |  |  |  | No | [13 empty] | No | Yes | 1
NEVE01 | T-4 | Capacity Auction | 2019 | Nevern Power Limited |  | Nevern Power | Distribution | Non CMRS | New Build Generating CMU |  | Not Prequalified | Opt-In | N/A | 15 |  | Yes | Yes |  | 0 | Yes | 15 |  |  | 14.181 |  |  |  | 14.181 |  |  | 15 MW power plant comprising 6 * 2.5MW reciprocating engines. Wayn-Y-Pound Industrial Estate Ebbw Vale Gwent NP23 6PL 316211 | N/A |  |  |  | Yes | [13 empty] | Deferred | No | 15
NEWH01 | T-4 | Capacity Auction | 2019 | VEOLIA UK Limited |  | Newhaven ERF | Distribution | Non CMRS | Existing Generating CMU |  | Prequalified | Opt-In | N/A | 1 |  |  |  |  | 0 |  | 15.3 |  |  | 13.443 |  |  |  | 13.443 |  |  | Energy from waste facility located in Newhaven East Sussex - . It is a municipal waste incineration plant. It is based on two boilers supplying steam to one turbine-generator. Exhaust steam is condensed in a Air cooled condenser. The site normally operates at baseload. The auxiliary load is self supplied by the generator prior to export metering. The connection capacity used is the summer one. The power factor used is 0.85 for this CMU. New Haven Erf, North Quay Rd, Newhaven, East Sussex, BN9 0AB TQ445022 | 1900090585005 |  |  |  | No | Yes | Yes | Metering Option (a) | No |  |  | No | [6 empty] | Yes | N/A | 1
NG1POW | T-4 | Capacity Auction | 2019 | NG 1 Power Ltd |  | NG1POW | Distribution | Non CMRS | New Build Generating CMU |  | Prequalified | Opt-In | N/A | 15 |  | Yes | Yes |  | 100000 |  | 21.155 |  |  | 20 |  |  |  | 20 |  |  | 2.115MW Diesel and / or gas dual fuel reciprocating engine Plant Yard, Howard Yard, Redditch, B98 7SG SP061658 | N/A |  |  |  | Yes | [13 empty] | Deferred | Yes | 15
NG1POW - Component | [30 empty] | 2.115MW Diesel and or gas dual fuel reciprocating engine Plant Yard, Howard Yard, Redditch, B98 7SG SP061658 | n/a
NG1POW - Component | [30 empty] | 2.115MW diesel and/or gas dual fuel reciprocating engine Plant Yard, Howard Yard, Redditch, B98 7SG sp061658 | n/a
NG1POW - Component | [30 empty] | 2.115MW diesel and/or gas dual fuel reciprocating engine Plant Yard, Howard Yard, Redditch, B98 7SG sp061658 | n/a
NG1POW - Component | [30 empty] | 2.115mw diesel and/or gas dual fuel reciprocating engine Plant Yard, Howard Yard, Redditch, B98 7SG sp061658 | n/a
NG1POW - Component | [30 empty] | 2.116mw diesel and/or gas dual fuel reciprocating engine Plant Yard, Howard Yard, Redditch, B98 7SG sp061658 | n/a
NG1POW - Component | [30 empty] | 2.116mw diesel and/or gas dual fuel reciprocating engine Plant Yard, Howard Yard, Redditch, B98 7SG sp061658 | n/a
NG1POW - Component | [30 empty] | 2.116mw diesel and/or gas dual fuel reciprocating engine Plant Yard, Howard Yard, Redditch, B98 7SG sp061658 | n/a
NG1POW - Component | [30 empty] | 2.116mw diesel and/or gas dual fuel reciprocating engine Plant Yard, Howard Yard, Redditch, B98 7SG sp061658 | n/a
NG1POW - Component | [30 empty] | 2.116mw diesel and / or gas dual fuel reciprocating engine Plant Yard, Howard Yard, Redditch, B98 7SG sp061658 | n/a
NORM01 | T-4 | Capacity Auction | 2019 | Normanton Power Limited |  | Normanton Power | Distribution | Non CMRS | New Build Generating CMU |  | Not Prequalified | Opt-In | N/A | 15 |  | Yes | Yes |  | 0 | Yes | 14 |  |  | 13.236 |  |  |  | 13.236 |  |  | 14 MW power plant comprising 7 x 2MW gas reciprocating engines Land at Cornubia Road, Widnes, WA8 0SD 352385 | N/A |  |  |  | Yes | [13 empty] | Deferred | No | 15
NORSTO | T-4 | Capacity Auction | 2019 | Green Frog Power Limited |  | Northwick | Distribution | Non CMRS | Existing Generating CMU |  | Prequalified | Opt-In | N/A | 1 |  |  |  |  | 0 |  | 20 |  |  | 18.908 |  |  |  | 18.908 |  |  | Reciprocating engines 5 Mile Drive, Northwick, GL56 9TR SP136357 | 1470000086147 |  |  |  | No | No | Yes | Metering Option (c) | No | Yes | settlement |  |  | Yes |  | COP2 | Yes |  | Yes | N/A | 1
Northw | T-4 | Capacity Auction | 2019 | New Power Generation N04 Limited |  | Northwick Peak | Distribution | Non CMRS | New Build Generating CMU |  | Prequalified | Opt-In | N/A | 15 |  |  |  |  | 0 |  | 6 |  |  | 5.672 |  |  |  | 5.672 |  |  | reciprocating engines 5 Mile Drive, Northwick, GL56 9TR SP136357 | NA |  |  |  | Yes | [13 empty] | Deferred | Yes | 15
NRKP01 | T-4 | Capacity Auction | 2019 | Noriker Power Ltd |  | Perseverance | Distribution | Non CMRS | New Build Generating CMU |  | Prequalified | Opt-In | N/A | 15 |  |  |  |  | 0 |  | 20 |  |  | 18.908 |  |  |  | 18.908 |  |  | installation of multiple reciprocating generator sets Perseverance Road Hereford HR4 9SE SO 508 415 | N/A |  |  |  | Yes | [13 empty] | Deferred | Yes | 15
NRKP02 | T-4 | Capacity Auction | 2019 | Noriker Power Ltd |  | Staunch | Distribution | Non CMRS | New Build Generating CMU |  | Prequalified | Opt-In | N/A | 15 |  |  |  |  | 0 |  | 20 |  |  | 18.908 |  |  |  | 18.908 |  |  | installation of multiple reciprocating generator sets Holditch House Industrial Estate Holditch Road Newcastle-under-Lyme ST5 9JQ SJ 836 484 | N/A |  |  |  | Yes | [13 empty] | Deferred | Yes | 15
NRKP03 | T-4 | Capacity Auction | 2019 | Noriker Power Ltd |  | Alpha | Distribution | Non CMRS | New Build Generating CMU |  | Not Prequalified | Opt-In | N/A | 15 |  |  |  |  | 0 | Yes | 20 |  |  | 18.908 |  |  |  | 18.908 |  |  | installation of multiple reciprocating generator sets Alpha Close Tewksbury Industrial Estate Tewksbury GL20 8JF SO 912 334 | N/A |  |  |  | Yes | [13 empty] | Deferred | No | #N/A
NRKP04 | T-4 | Capacity Auction | 2019 | Noriker Power Ltd |  | Purity | Distribution | Non CMRS | New Build Generating CMU |  | Prequalified | Opt-In | N/A | 15 |  |  |  |  | 0 |  | 15 |  |  | 14.181 |  |  |  | 14.181 |  |  | installation of multiple reciprocating generator sets London Road Coventry CV8 3DX SP 377 751 | N/A |  |  |  | Yes | [13 empty] | Deferred | Yes | 15
NRKP05 | T-4 | Capacity Auction | 2019 | Noriker Power Ltd |  | Waterloo | Distribution | Non CMRS | New Build Generating CMU |  | Prequalified | Opt-In | N/A | 15 |  |  |  |  | 0 |  | 20 |  |  | 18.908 |  |  |  | 18.908 |  |  | installation of multiple reciprocating generator sets Ketley Business Park Waterloo Road Ketley TF1 5JD SJ 674 108 | N/A |  |  |  | Yes | [13 empty] | Deferred | Yes | 15
OGMO01 | T-4 | Capacity Auction | 2019 | Ogmore Power Limited |  | Ogmore Power | Distribution | Non CMRS | New Build Generating CMU |  | Prequalified | Opt-In | N/A | 15 |  | Yes | Yes |  | 75630 |  | 16 |  |  | 15.126 |  |  |  | 15.126 |  |  | 16 MW power plant comprising 8 x 2MW gas reciprocating engines. Power plant will be connectd to the WPD distribution network and WWU gas network. Rassau Industrial Estate, Ebbw Vale, South Wales, NP23 5SD 315212 | N/A |  |  |  | Yes | [13 empty] | Deferred | Yes | 15
pbridg | T-4 | Capacity Auction | 2019 | Warwick energy (Pye Bridge) Ltd |  | pyebridge | Distribution | Non CMRS | Refurbishing Generating CMU |  | Prequalified | Opt-In | N/A | 3 |  |  |  |  | 0 |  | 9 |  |  |  |  | 8.509 | Refurbishing CM Unit only |  |  | 8.509 | 3 x 3.2MW gas reciprocating engines synchronised to sub-station connection Pye Bridge Industrial Estate Somercotes Derbyshire DE55 4NX 436529 | 1100770280194 |  |  |  | Pre-Refurb: N/A Post-Refurb: Yes | Pre-Refurb: N/A Post-Refurb: N/A | Pre-Refurb: N/A Post-Refurb: N/A | Pre-Refurb: N/A Post-Refurb: N/A | Pre-Refurb: N/A Post-Refurb: N/A | Pre-Refurb: N/A Post-Refurb: N/A | Pre-Refurb: N/A Post-Refurb: N/A | Pre-Refurb: N/A Post-Refurb: N/A | Pre-Refurb: N/A Post-Refurb: N/A | Pre-Refurb: N/A Post-Refurb: N/A | Pre-Refurb: N/A Post-Refurb: N/A | Pre-Refurb: N/A Post-Refurb: N/A | Pre-Refurb: N/A Post-Refurb: N/A | Pre-Refurb: N/A Post-Refurb: N/A | Pre-Refurb: N/A Post-Refurb: Deferred | Pre-Refurb: No Post-Refurb: No | 1 | Not Entering/No Submission
PBSFR1 | T-4 | Capacity Auction | 2019 | Power Balancing Services Limited |  | Fowxwood Road Phase 1 | Distribution | Non CMRS | New Build Generating CMU |  | Prequalified | Opt-In | N/A | 15 |  |  |  |  | 0 |  | 4.875 |  |  | 4.609 |  |  |  | 4.609 |  |  | New reciprocating genset in acoustic enclosure. Sheepbridge Industrial Estate Foxwood Road, Chesterfield, North East Derbyshire S41 9RX SK373747 | N/A |  |  |  | Yes | [13 empty] | Deferred | Yes | 14
PBSFR1 - Component | [30 empty] | New reciprocating genset in acoustic enclosure Sheepbridge Industrial Estate Foxwood Road Chesterfield, North East Derbyshire S41 9RX SK373747 | N/A
PBSFR1 - Component | [30 empty] | New reciprocating genset in acoustic enclosure. Sheepbridge Industrial Estate Foxwood Road, Chesterfield, North East Derbyshire, S41 9RX SK373747 | N/A
PBSGC2 | T-4 | Capacity Auction | 2019 | Power Balancing Services (Garnham Close) Limited |  | Garnham Close Phase 2 | Distribution | Non CMRS | New Build Generating CMU |  | Prequalified | Opt-In | N/A | 15 |  |  |  |  | 0 |  | 5.874 |  |  | 5.553 |  |  |  | 5.553 |  |  | Reciprocating genset in acoustic enclosure. Garnham Close, Alfreton, Derbyshire, DE55 4QH SK425549 | N/A |  |  |  | Yes | [13 empty] | Deferred | Yes | 14
PBSGC2 - Component | [30 empty] | Reciprocating genset in acoustic enclosure Garnham Close, Alfreton, Derbyshire, DE55 4QH SK425549 | N/A
PBSGC2 - Component | [30 empty] | Reciprocating genset in acoustic enclosure Garnham Close, Alfreton, Derbyshire;DE55 4QH SK425549 | N/A
PBSSR1 | T-4 | Capacity Auction | 2019 | Power Balancing Services Limited |  | Sidings Road Phase 1 | Distribution | Non CMRS | New Build Generating CMU |  | Prequalified | Opt-In | N/A | 15 |  |  |  |  | 0 |  | 2.917 |  |  | 2.758 |  |  |  | 2.758 |  |  | Reciprocating genset in acoustic enclosure. Sidings Road, Kirkby in Ashfield, Nottinghamshire, NG17 7JZ SK510570 | N/A |  |  |  | Yes | [13 empty] | Deferred | Yes | 14
PBSSR1 - Component | [30 empty] | Reciprocating genset in acoustic enclosure. Sidings Road, Kirkby in Ashfield, Nottinghamshire, NG17 7JZ SK510570 | N/A
PDLLT1 | T-4 | Capacity Auction | 2019 | Powersite DL Ltd |  | Powersite DL Ltd | Distribution | CMRS | New Build Generating CMU |  | Not Prequalified | Opt-In | N/A | 15 |  | Yes | Yes |  | 0 | Yes | 190 |  |  | 169.1 |  |  |  | 169.1 |  |  | The unit is a two on one aircooled CCGT utilizing Siemens Industrial Trent aeroderivitive engines. The plant will be located at Drakelow, South Derbyshire. Auxiliary loads have been identified through thermoflex modeling.The power rating is net of auxiliary loads and standby auxiliary requirements are less than 1 MW. Drakelow, Walton Lane, Near Burton-On-Trent, Derbyshire DE15 9TZ SK237196 | N/A |  |  |  | Yes | [13 empty] | Deferred | No | #N/A
PDLLT2 | T-4 | Capacity Auction | 2019 | Powersite DL Ltd |  | Powersite DL Ltd | Distribution | CMRS | New Build Generating CMU |  | Not Prequalified | Opt-In | N/A | 15 |  | Yes | Yes |  | 0 | Yes | 190 |  |  | 169.1 |  |  |  | 169.1 |  |  | The unit is a two on one aircooled CCGT utilizing Siemens Industrial Trent aeroderivitive engines. The plant will be located at Drakelow, South Derbyshire. Auxiliary loads have been identified through thermoflex modeling.The power rating is net of auxiliary loads and standby auxiliary requirements are less than 1 MW. Drakelow, Walton Lane, Near Burton-On-Trent, Derbyshire DE15 9TZ SK237196 | N/A |  |  |  | Yes | [13 empty] | Deferred | No | #N/A
PEHE-1 | T-4 | Capacity Auction | 2019 | SSE Generation Ltd. | Ann Gray | Peterhead | Transmission | CMRS | Existing Generating CMU |  | Prequalified | Opt-In | N/A | 1 |  |  |  | Yes | 5248800 |  | 1179.505 |  |  | 1049.76 |  |  |  | 1049.755 |  |  | Peterhead 1 Peterhead Power Station, Peterhead, Aberdeenshire, AB42 3BZ NK127430 | 8667 |  |  |  | No |  |  |  | No | [9 empty] | No | N/A | 1
PEHE-2 | T-4 | Capacity Auction | 2019 | SSE Generation Ltd. |  | Peterhead Unit 2 | Transmission |  |  |  |  | Opt-Out | Closed down, decommissioned or otherwise non-operational by the start of the relevant Delivery Year | [7 empty] | 660 | [6 empty] | 587.4 |  |  |  | 0 | [18 empty] | Not Entering/No Submission
PEMB11 | T-4 | Capacity Auction | 2019 | RWE Generation UK plc |  | CMU_PEMB-11 | Transmission | CMRS | Existing Generating CMU |  | Prequalified | Opt-In | N/A | 1 |  |  |  |  | 0 |  | 475 |  |  | 422.75 |  |  |  | 422.75 |  |  | Pembroke 11 - CCGT Pembroke Power Station Pembroke Dyfed SA71 5SS SM 930 027 | 7237 |  |  |  | No |  |  |  | No | [9 empty] | No | N/A | 1
PEMB21 | T-4 | Capacity Auction | 2019 | RWE Generation UK plc |  | CMU_PEMB-21 | Transmission | CMRS | Existing Generating CMU |  | Prequalified | Opt-In | N/A | 1 |  |  |  |  | 0 |  | 475 |  |  | 422.75 |  |  |  | 422.75 |  |  | Pembroke 21 - CCGT Pembroke Power Station Pembroke Dyfed SA71 5SS SM 930 027 | 7237 |  |  |  | No |  |  |  | No | [9 empty] | No | N/A | 1
PEMB31 | T-4 | Capacity Auction | 2019 | RWE Generation UK plc |  | CMU_PEMB-31 | Transmission | CMRS | Existing Generating CMU |  | Prequalified | Opt-In | N/A | 1 |  |  |  |  | 0 |  | 475 |  |  | 422.75 |  |  |  | 422.75 |  |  | Pembroke 31 - CCGT Pembroke Power Station Pembroke Dyfed SA71 5SS SM 930 027 | 7237 |  |  |  | No |  |  |  | No | [9 empty] | No | N/A | 1
PEMB41 | T-4 | Capacity Auction | 2019 | RWE Generation UK plc |  | CMU_PEMB-41 | Transmission | CMRS | Existing Generating CMU |  | Prequalified | Opt-In | N/A | 1 |  |  |  |  | 0 |  | 475 |  |  | 422.75 |  |  |  | 422.75 |  |  | Pembroke 41 - CCGT Pembroke Power Station Pembroke Dyfed SA71 5SS SM 930 027 | 7237 |  |  |  | No |  |  |  | No | [9 empty] | No | N/A | 1
PEMB51 | T-4 | Capacity Auction | 2019 | RWE Generation UK plc |  | CMU_PEMB-51 | Transmission | CMRS | Existing Generating CMU |  | Prequalified | Opt-In | N/A | 1 |  |  |  |  | 0 |  | 475 |  |  | 422.75 |  |  |  | 422.75 |  |  | Pembroke 51 - CCGT Pembroke Power Station Pembroke Dyfed SA71 5SS SM 930 027 | 7237 |  |  |  | No |  |  |  | No | [9 empty] | No | N/A | 1
PEN123 | T-4 | Capacity Auction | 2019 | First Renewable Alpha Limited |  | FIRST RENEWABLE ALPHA LIMITED | Distribution | Non CMRS | New Build Generating CMU |  | Prequalified | Opt-In | N/A | 15 |  | Yes | Yes |  | 85085 |  | 18 |  |  | 17.017 |  |  |  | 17.017 |  |  | a new build diesel and/or gas dual fuel generating station consisting of 9 generator units of 2.2 MW each First Renewable Alpha Limited, Newton Road, Penrith CA11 0AB NY 50003 30354 | N/A |  |  |  | Yes | [13 empty] | Deferred | Yes | 15
PETEM1 | T-4 | Capacity Auction | 2019 | Centrica PB Limited |  | E_PETEM1 | Distribution | CMRS | Refurbishing Generating CMU |  | Prequalified | Opt-In | N/A | 1 |  |  |  |  | 0 |  | 246.451 |  |  |  | 232.995 | 232.995 | Refurbishing and Existing CM Unit |  | 232.997 | 232.997 | Centrica Peterborough Power Station is an Open Cycle Gas Turbine (OCGT) electricity generating station. Centrica Peterborough Power Station, Storeys Bar Road, Peterborough, PE1 5NT. TL 218 991 | 7006 |  |  |  | Pre-Refurb: No Post-Refurb: No | Pre-Refurb: No Post-Refurb: No | Pre-Refurb: Yes Post-Refurb: Yes | Pre-Refurb: N/A Post-Refurb: N/A | Pre-Refurb: No Post-Refurb: No | Pre-Refurb: N/A Post-Refurb: N/A | Pre-Refurb: N/A Post-Refurb: N/A | Pre-Refurb: N/A Post-Refurb: N/A | Pre-Refurb: N/A Post-Refurb: N/A | Pre-Refurb: N/A Post-Refurb: N/A | Pre-Refurb: N/A Post-Refurb: N/A | Pre-Refurb: N/A Post-Refurb: N/A | Pre-Refurb: N/A Post-Refurb: N/A | Pre-Refurb: N/A Post-Refurb: N/A | Pre-Refurb: No Post-Refurb: No | Pre-Refurb: Yes Post-Refurb: Yes | 1 | Refurbishing and Existing CM Unit
PETEM1 - Component | [30 empty] | Centrica Peterborough Power Station is an Open Cycle Gas Turbine (OCGT) electricity generating station. Centrica Peterborough Power Station, Storeys Bar Road, Peterborough, PE1 5NT. TL 218 991 | 7006
PGP10L | T-4 | Capacity Auction | 2019 | Peak Gen Power 10 Limited |  | Peak Gen Power 10 | Distribution | Non CMRS | New Build Generating CMU |  | Prequalified | Opt-In | N/A | 15 |  | Yes | Yes |  | 94540 |  | 20 |  |  | 18.908 |  |  |  | 18.908 |  |  | A new power plant, with associated civil works, switchgear and electrical connection. Stanstead Abbots Hertfordshire SG12 8JY TL391105 | N/A |  |  |  | Yes | [13 empty] | Deferred | Yes | 15
PGP12L | T-4 | Capacity Auction | 2019 | Peak Gen Power 12 Limited |  | Peak Gen Power 12 | Distribution | Non CMRS | New Build Generating CMU |  | Prequalified | Opt-In | N/A | 15 |  | Yes | Yes |  | 94540 |  | 20 |  |  | 18.908 |  |  |  | 18.908 |  |  | A new power plant, with associated civil works, switchgear and electrical connection. Bull Beggars Lane Berkhamsted HP4 2RS TL016068 | N/A |  |  |  | Yes | [13 empty] | Deferred | Yes | 15
PGP15L | T-4 | Capacity Auction | 2019 | Peak Gen Power 15 Limited |  | Peak Gen Power 15 | Distribution | Non CMRS | New Build Generating CMU |  | Prequalified | Opt-In | N/A | 15 |  | Yes | Yes |  | 94540 |  | 20 |  |  | 18.908 |  |  |  | 18.908 |  |  | A new power plant, with associated civil works, switchgear and electrical connection. Lord’s Way Basildon SS13 1DB TQ737908 | N/A |  |  |  | Yes | [13 empty] | Deferred | Yes | 15
PGP16L | T-4 | Capacity Auction | 2019 | Peak Gen Power 16 Limited |  | Peak Gen Power 16 | Distribution | Non CMRS | New Build Generating CMU |  | Prequalified | Opt-In | N/A | 15 |  | Yes | Yes |  | 75630 |  | 16 |  |  | 15.126 |  |  |  | 15.126 |  |  | A new power plant, with associated civil works, switchgear and electrical connection. Kenrick Way Smethwick Warley B71 4LT SP018899 | N/A |  |  |  | Yes | [13 empty] | Deferred | Yes | 15
PGP17L | T-4 | Capacity Auction | 2019 | Peak Gen Power 17 Limited |  | Peak Gen Power 17 | Distribution | Non CMRS | New Build Generating CMU |  | Prequalified | Opt-In | N/A | 15 |  | Yes | Yes |  | 94540 |  | 20 |  |  | 18.908 |  |  |  | 18.908 |  |  | A new power plant, with associated civil works, switchgear and electrical connection. Downs Road Witney OX29 0SS SP328101 | N/A |  |  |  | Yes | [13 empty] | Deferred | Yes | 15
PGP18L | T-4 | Capacity Auction | 2019 | Peak Gen Power 18 Limited |  | Peak Gen Power 18 | Distribution | Non CMRS | New Build Generating CMU |  | Prequalified | Opt-In | N/A | 15 |  | Yes | Yes |  | 94540 |  | 20 |  |  | 18.908 |  |  |  | 18.908 |  |  | A new power plant, with associated civil works, switchgear and electrical connection. Harts Farm Way Havant Hampshire PO9 1HS SU705059 | N/A |  |  |  | Yes | [13 empty] | Deferred | Yes | 15
PGP21L | T-4 | Capacity Auction | 2019 | Peak Gen Power 21 Limited |  | Peak Gen Power 21 | Distribution | Non CMRS | New Build Generating CMU |  | Prequalified | Opt-In | N/A | 15 |  | Yes | Yes |  | 94540 |  | 20 |  |  | 18.908 |  |  |  | 18.908 |  |  | A new power plant, with associated civil works, switchgear and electrical connection. Greenham Business Park Greenham Thatcham Berkshire RG19 6HW SU495643 | N/A |  |  |  | Yes | [13 empty] | Deferred | Yes | 15
PGP22L | T-4 | Capacity Auction | 2019 | Peak Gen Power 22 Limited |  | Peak Gen Power 22 | Distribution | Non CMRS | New Build Generating CMU |  | Prequalified | Opt-In | N/A | 15 |  | Yes | Yes |  | 94540 |  | 20 |  |  | 18.908 |  |  |  | 18.908 |  |  | A new power plant, with associated civil works, switchgear and electrical connection. Allington Lane West End Southampton SO30 3HQ SU457155 | N/A |  |  |  | Yes | [13 empty] | Deferred | Yes | 15
PGP24L | T-4 | Capacity Auction | 2019 | Peak Gen Power 24 Limited |  | Peak Gen Power 24 | Distribution | Non CMRS | New Build Generating CMU |  | Prequalified | Opt-In | N/A | 15 |  | Yes | Yes |  | 94540 |  | 20 |  |  | 18.908 |  |  |  | 18.908 |  |  | A new power plant, with associated civil works, switchgear and electrical connection. Barnfield Road Swindon SN2 2DJ SU128859 | N/A |  |  |  | Yes | [13 empty] | Deferred | Yes | 15
PGP25L | T-4 | Capacity Auction | 2019 | Peak Gen Power 25 Limited |  | Peak Gen Power 25 | Distribution | Non CMRS | New Build Generating CMU |  | Prequalified | Opt-In | N/A | 15 |  | Yes | Yes |  | 94540 |  | 20 |  |  | 18.908 |  |  |  | 18.908 |  |  | A new power plant, with associated civil works, switchgear and electrical connection. Wood Lane Cippenham Slough SL1 9EA SU946795 | N/A |  |  |  | Yes | [13 empty] | Deferred | Yes | 15
PGP26L | T-4 | Capacity Auction | 2019 | Peak Gen Power 26 Limited |  | Peak Gen Power 26 | Distribution | Non CMRS | New Build Generating CMU |  | Not Prequalified | Opt-In | N/A | 15 |  | Yes | Yes |  | 0 | Yes | 20 |  |  | 18.908 |  |  |  | 18.908 |  |  | A new power plant, with associated civil works, switchgear and electrical connection. Oak Way Lufton Trading Estate Yeovil BA22 8HS ST522171 | N/A |  |  |  | Yes | [13 empty] | Deferred | No | #N/A
PGP27L | T-4 | Capacity Auction | 2019 | Peak Gen Power 27 Limited |  | Peak Gen Power 27 | Distribution | Non CMRS | New Build Generating CMU |  | Not Prequalified | Opt-In | N/A | 15 |  | Yes | Yes |  | 0 | Yes | 20 |  |  | 18.908 |  |  |  | 18.908 |  |  | A new power plant, with associated civil works, switchgear and electrical connection. Venture Way Taunton TA2 8RX ST243257 | N/A |  |  |  | Yes | [13 empty] | Deferred | No | #N/A
PGP28L | T-4 | Capacity Auction | 2019 | Peak Gen Power 28 Limited |  | Peak Gen Power 28 | Distribution | Non CMRS | New Build Generating CMU |  | Not Prequalified | Opt-In | N/A | 15 |  | Yes | Yes |  | 0 | Yes | 19 |  |  | 17.963 |  |  |  | 17.963 |  |  | A new power plant, with associated civil works, switchgear and electrical connection. Woodhatch Road Reigate RH2 7QH TQ272482 | N/A |  |  |  | Yes | [13 empty] | Deferred | No | #N/A
PGP29L | T-4 | Capacity Auction | 2019 | Peak Gen Power 29 Limited |  | Peak Gen Power 29 | Distribution | Non CMRS | New Build Generating CMU |  | Not Prequalified | Opt-In | N/A | 15 |  | Yes | Yes |  | 0 | Yes | 20 |  |  | 18.908 |  |  |  | 18.908 |  |  | A new power plant, with associated civil works, switchgear and electrical connection. Radway Road Swindon SN3 4ND SU170869 | N/A |  |  |  | Yes | [13 empty] | Deferred | No | #N/A
PGP30L | T-4 | Capacity Auction | 2019 | Peak Gen Power 30 Limited |  | Peak Gen Power 30 | Distribution | Non CMRS | New Build Generating CMU |  | Not Prequalified | Opt-In | N/A | 15 |  | Yes | Yes |  | 0 | Yes | 20 |  |  | 18.908 |  |  |  | 18.908 |  |  | A new power plant, with associated civil works, switchgear and electrical connection. Over Lane Almondsbury Bristol BS32 4BY ST586833 | N/A |  |  |  | Yes | [13 empty] | Deferred | No | #N/A
PGP4LD | T-4 | Capacity Auction | 2019 | Peak Gen Power 4 Limited |  | Peak Gen Power 4 | Distribution | Non CMRS | New Build Generating CMU |  | Prequalified | Opt-In | N/A | 15 |  | Yes | Yes |  | 94540 |  | 20 |  |  | 18.908 |  |  |  | 18.908 |  |  | A new power plant, with associated civil works, switchgear and electrical connection. Brindley Road Cardiff CF11 8TL ST167745 | N/A |  |  |  | Yes | [13 empty] | Deferred | Yes | 15
PGP8LD | T-4 | Capacity Auction | 2019 | Peak Gen Power 8 Limited |  | Peak Gen Power 8 | Distribution | Non CMRS | New Build Generating CMU |  | Prequalified | Opt-In | N/A | 15 |  | Yes | Yes |  | 94540 |  | 20 |  |  | 18.908 |  |  |  | 18.908 |  |  | A new power plant, with associated civil works, switchgear and electrical connection. Ducklington Lane Witney Oxfordshire OX28 5JH SP349084 | N/A |  |  |  | Yes | [13 empty] | Deferred | Yes | 15
PGP9LD | T-4 | Capacity Auction | 2019 | Peak Gen Power 9 Limited |  | Peak Gen Power 9 | Distribution | Non CMRS | New Build Generating CMU |  | Prequalified | Opt-In | N/A | 15 |  | Yes | Yes |  | 94540 |  | 20 |  |  | 18.908 |  |  |  | 18.908 |  |  | A new power plant, with associated civil works, switchgear and electrical connection. Lower Way Thatcham Berkshire RG19 3TH SU501669 | N/A |  |  |  | Yes | [13 empty] | Deferred | Yes | 15
PLYSTO | T-4 | Capacity Auction | 2019 | Green Frog Power Limited |  | Plymouth | Distribution | Non CMRS | Existing Generating CMU |  | Prequalified | Opt-In | N/A | 1 |  |  |  |  | 0 |  | 20 |  |  | 18.908 |  |  |  | 18.908 |  |  | Reciprocating Engines Faraday Road, Plymouth, PL4 0ST SX498541 | 2200042141277 |  |  |  | No | No | Yes | Metering Option (b) | Yes | Yes | Settlement metering |  |  | Yes |  | COP2 | Yes |  | Yes | N/A | 1
PPBRIT | T-4 | Capacity Auction | 2019 | GF Power Peaking Limited |  | Briton Ferry Peak CMU | Distribution | Non CMRS | New Build Generating CMU |  | Prequalified | Opt-In | N/A | 1 |  |  |  |  | 0 |  | 6.6 |  |  | 6.24 |  |  |  | 6.24 |  |  | Reciprocating engines Brunel Way, Briton Ferry, SA11 2GA SS738933 | NA |  |  |  | Yes | [13 empty] | Deferred | Yes | 1
PPFLAT | T-4 | Capacity Auction | 2019 | GF Power Peaking Limited |  | Flatworth Peak | Distribution | Non CMRS | New Build Generating CMU |  | Prequalified | Opt-In | N/A | 1 |  |  |  |  | 0 |  | 2.88 |  |  | 2.723 |  |  |  | 2.723 |  |  | Gas-Fired Reciprocating engines High Flatworth, North Shields, NE29 7UZ NZ332677 | NA |  |  |  | Yes | [13 empty] | Deferred | Yes | 1
PPHIDO | T-4 | Capacity Auction | 2019 | GF Power Peaking Limited |  | Hirwaun and Dowlais Aggregated Peak CMU | Distribution | Non CMRS | Existing Generating CMU |  | Prequalified | Opt-In | N/A | 1 |  |  |  |  | 0 |  | 3.52 |  |  | 3.328 |  |  |  | 3.328 |  |  | Additional capacity alongside the long term STOR at Hirwaun & Dowlais. The site generates at unity and therefore a power factor of 1.0 has been used to convert MVA to MW. Main Ave, Hirwaun, CF44 9UY SN937060 | 2100041089700 |  |  |  | No | No | Yes | Metering Option (b) | Yes | Yes | Settlement metering |  |  | Yes |  | COP2 | Yes |  | Yes | N/A | 1
PPHIDO - Component | [30 empty] | Additional capacity alongside the long term STOR at Dowlais (Merthyr Tydfil). The site generates at unity and therefore a power factor of 1.0 has been used to convert MVA to MW. Pengarnddu Ind Est, Dowlais Top CF48 2TA SO078088 | 2100041120350
PPHULL | T-4 | Capacity Auction | 2019 | GF Power Peaking Limited |  | Hull Peak | Distribution | Non CMRS | New Build Generating CMU |  | Prequalified | Opt-In | N/A | 3 |  |  |  |  | 0 |  | 2.88 |  |  | 2.723 |  |  |  | 2.723 |  |  | Reciprocating Engines Somerden Rd, Hull, HU9 5PE TA152295 | NA |  |  |  | Yes | [13 empty] | Deferred | Yes | 1
PPL_01 | T-4 | Capacity Auction | 2019 | Progress Power Limited |  | Progress | Transmission | CMRS | New Build Generating CMU |  | Prequalified | Opt-In | N/A | 15 |  | Yes |  |  | 1413375 |  | 299 |  |  | 282.675 |  |  |  | 282.675 |  |  | A simple cycle gas fired power generating plant Land at the former Eye Airfield located in Eye, Mid Suffolk, England, IP23 7DH TM 132 751 | N/A |  |  |  | Yes | [13 empty] | Deferred | Yes | 15
PPPLYM | T-4 | Capacity Auction | 2019 | GF Power Peaking Limited |  | Plymouth Peak CMU | Distribution | Non CMRS | New Build Generating CMU |  | Prequalified | Opt-In | N/A | 1 |  |  |  |  | 0 |  | 5.52 |  |  | 5.219 |  |  |  | 5.219 |  |  | Additional capacity alongside CMU PLYSTO. The site generates at unity and therefore a power factor of 1.0 has been used to convert MVA to MW. The Financial Milestone has been completed. Faraday Rd, Plymouth, PL4 0ST SX498541 | NA |  |  |  | Yes | [13 empty] | Deferred | Yes | 1
PPTIRJ | T-4 | Capacity Auction | 2019 | GF Power Peaking Limited |  | Tir John Peak CMU | Distribution | Non CMRS | New Build Generating CMU |  | Prequalified | Opt-In | N/A | 3 |  |  |  |  | 0 |  | 7.76 |  |  | 7.336 |  |  |  | 7.336 |  |  | Additional capacity alongside the long term STOR at Tir John. The site generates at unity and therefore a power factor of 1.0 has been used to convert MVA to MW. The Financial Milestone has been completed. Tir John N Rd, St Thomas, SA1 8NZ SS687935 | NA |  |  |  | Yes | [13 empty] | Deferred | Yes | 1
PPTREG | T-4 | Capacity Auction | 2019 | GF Power Peaking Limited |  | Tregaron Peak CMU | Distribution | Non CMRS | New Build Generating CMU |  | Prequalified | Opt-In | N/A | 1 |  |  |  |  | 0 |  | 4 |  |  | 3.782 |  |  |  | 3.782 |  |  | Additional engines installed at Tregaron connected at 11kV to the local distribution system. there is an additional connection providing a small portion of the site's auxiliary load which has an average demand of 3kW i.e. 0.05% of the generation level and is an insignificant proportion of the allowed metering error at COP3 of 1.5% it will be ignored. The site generates at unity and therefore a power factor of 1.0 has been used to convert MVA to MW. The Financial Milestone has been completed. Dewy Rd, Tregaron, SY25 6JP SN677591 | NA |  |  |  | Yes | [13 empty] | Deferred | Yes | 1
PPWILL | T-4 | Capacity Auction | 2019 | GF Power Peaking Limited |  | Willoughby Peak CMU | Distribution | Non CMRS | New Build Generating CMU |  | Prequalified | Opt-In | N/A | 1 |  |  |  |  | 0 |  | 6.4 |  |  | 6.051 |  |  |  | 6.051 |  |  | Additional capacity alongside the long term STOR at Willoughby. The site generates at unity and therefore a power factor of 1.0 has been used to convert MVA to MW. The Financial Milestone has been completed. West Thorpe, Willoughby on the Wolds, LE12 6TD SK626257 | NA |  |  |  | Yes | [13 empty] | Deferred | Yes | 1
PR_ALF | T-4 | Capacity Auction | 2019 | Prime Energy Development Limited |  | Alfreton | Distribution | Non CMRS | New Build Generating CMU |  | Prequalified | Opt-In | N/A | 15 |  | Yes | Yes |  | 94540 |  | 20 |  |  | 18.908 |  |  |  | 18.908 |  |  | 20 MWs of diesel generation connecting into an existing 33 kV substation Land at Shirland Lodge, Shirland, Chesterfield Road, Derby, D55 6AW SK 411 569 | N/A |  |  |  | Yes | [13 empty] | Deferred | Yes | 15
PR_BEL | T-4 | Capacity Auction | 2019 | Prime Energy Development Limited |  | Belfield | Distribution | Non CMRS | New Build Generating CMU |  | Prequalified | Opt-In | N/A | 15 |  | Yes | Yes |  | 94540 |  | 20 |  |  | 18.908 |  |  |  | 18.908 |  |  | 20 MWs of diesel generation connecting into an existing 33 kV substation Land at Lower Eafield Farm, Clegg Hall Road, Smallbridge, OL16 2QP SD 919 146 | N/A |  |  |  | Yes | [13 empty] | Deferred | Yes | 15
PR_CEF | T-4 | Capacity Auction | 2019 | Prime Energy Development Limited |  | Cefn Mawr | Distribution | Non CMRS | New Build Generating CMU |  | Prequalified | Opt-In | N/A | 15 |  | Yes | Yes |  | 94540 |  | 20 |  |  | 18.908 |  |  |  | 18.908 |  |  | 20 MWs of diesel generation connecting into an existing 33 kV substation Land North East of Cefn Mawr, South of Gas Pressure Reduction Stn, Plas bennion Road, Penycae, Wrexham, LL14 3HB SJ 291 437 | N/A |  |  |  | Yes | [13 empty] | Deferred | Yes | 15
PR_CHE | T-4 | Capacity Auction | 2019 | Prime Energy Development Limited |  | Checkerhouse | Distribution | Non CMRS | New Build Generating CMU |  | Prequalified | Opt-In | N/A | 15 |  | Yes | Yes |  | 94540 |  | 20 |  |  | 18.908 |  |  |  | 18.908 |  |  | 20 MWs of diesel generation connecting into an existing 33 kV substation Land at Morton Hill Farm, Babworth, DN22 8HE SK668 792 | N/A |  |  |  | Yes | [13 empty] | Deferred | Yes | 15
PR_FEL | T-4 | Capacity Auction | 2019 | Prime Energy Development Limited |  | Felindre | Distribution | Non CMRS | New Build Generating CMU |  | Not Prequalified | Opt-In | N/A | 15 |  | Yes | Yes |  | 0 | Yes | 20 |  |  | 18.908 |  |  |  | 18.908 |  |  | 20 MWs of diesel generation connecting into an existing 33 kV substation Land at Abergelli Farm, Felindre, SA5 7NN SN 649 019 | N/A |  |  |  | Yes | [13 empty] | Deferred | No | 15
PR_FER | T-4 | Capacity Auction | 2019 | Prime Energy Development Limited |  | Fernhurst | Distribution | Non CMRS | New Build Generating CMU |  | Not Prequalified | Opt-In | N/A | 15 |  | Yes | Yes |  | 0 | Yes | 20 |  |  | 18.908 |  |  |  | 18.908 |  |  | 20 MWs of diesel generation connecting into an existing 33 kV overhead line Land at Becksfield Farm, Hollycombe, Liphook, Hampshire, GU30 7NQ SU863 281 | N/A |  |  |  | Yes | [13 empty] | Deferred | No | 15
PR_FOU | T-4 | Capacity Auction | 2019 | Prime Energy Development Limited |  | Four Crosses | Distribution | Non CMRS | New Build Generating CMU |  | Prequalified | Opt-In | N/A | 15 |  | Yes | Yes |  | 94540 |  | 20 |  |  | 18.908 |  |  |  | 18.908 |  |  | 20 MWs of diesel generation connecting into an existing 33 kV substation Land at Bwlch Y Ffordd, Pwllheli, LL53 6RF SH 400 399 | N/A |  |  |  | Yes | [13 empty] | Deferred | Yes | 15
PR_HIN | T-4 | Capacity Auction | 2019 | Prime Energy Development Limited |  | Hinksford | Distribution | Non CMRS | New Build Generating CMU |  | Prequalified | Opt-In | N/A | 15 |  | Yes | Yes |  | 94540 |  | 20 |  |  | 18.908 |  |  |  | 18.908 |  |  | 20 MWs of diesel generation connecting into an existing 33 kV substation Land at Hinksford Farm, Hinksford Lane, Kingswinford, West Midlands, DY6 0BH SO 870898 | N/A |  |  |  | Yes | [13 empty] | Deferred | Yes | 15
PR_HUN | T-4 | Capacity Auction | 2019 | Prime Energy Development Limited |  | Huncoat | Distribution | Non CMRS | New Build Generating CMU |  | Not Prequalified | Opt-In | N/A | 15 |  | Yes | Yes |  | 0 | Yes | 20 |  |  | 18.908 |  |  |  | 18.908 |  |  | 20 MWs of diesel generation connecting into an existing 33 kV substation Land at Altham, Altham Lane, Lancashire, BB5 5US SD 776 312 | N/A |  |  |  | Yes | [13 empty] | Deferred | No | 15
PR_HYD | T-4 | Capacity Auction | 2019 | Prime Energy Development Limited |  | Hyde | Distribution | Non CMRS | New Build Generating CMU |  | Prequalified | Opt-In | N/A | 15 |  | Yes | Yes |  | 94540 |  | 20 |  |  | 18.908 |  |  |  | 18.908 |  |  | 20 MWs of diesel generation connecting into an existing 33 kV substation Land at Sheffield Road, Hyde, Greater Manchester, SK14 2JE SJ956954 | N/A |  |  |  | Yes | [13 empty] | Deferred | Yes | 15
PR_PON | T-4 | Capacity Auction | 2019 | Prime Energy Development Limited |  | Pontefract | Distribution | Non CMRS | New Build Generating CMU |  | Not Prequalified | Opt-In | N/A | 15 |  | Yes | Yes |  | 0 | Yes | 20 |  |  | 18.908 |  |  |  | 18.908 |  |  | 20 MWs of diesel generation connecting into an existing 33 kV overhead line Land at Park Lodge Farm, Pontefract, WF8 4QS SE437213 | N/A |  |  |  | Yes | [13 empty] | Deferred | No | 15
PR_ROW | T-4 | Capacity Auction | 2019 | Prime Energy Development Limited |  | Rownhams | Distribution | Non CMRS | New Build Generating CMU |  | Not Prequalified | Opt-In | N/A | 15 |  | Yes | Yes |  | 0 | Yes | 20 |  |  | 18.908 |  |  |  | 18.908 |  |  | 20 MWs of diesel generation connecting into an existing 33 kV overhead line Land at Gowerdale, Upton Lane, Rownhams, SO16 0XZ SU371168 | N/A |  |  |  | Yes | [13 empty] | Deferred | No | 15
PR_RUT | T-4 | Capacity Auction | 2019 | Prime Energy Development Limited |  | Ruthin | Distribution | Non CMRS | New Build Generating CMU |  | Not Prequalified | Opt-In | N/A | 15 |  | Yes | Yes |  | 0 | Yes | 20 |  |  | 18.908 |  |  |  | 18.908 |  |  | 20 MWs of diesel generation connecting into an existing 33 kV substation Land at Greenfield Road, Ruthin, LL15 18N SJ 129 592 | N/A |  |  |  | Yes | [13 empty] | Deferred | No | #N/A
PR_WHI | T-4 | Capacity Auction | 2019 | Prime Energy Development Limited |  | Whitfield | Distribution | Non CMRS | New Build Generating CMU |  | Not Prequalified | Opt-In | N/A | 15 |  | Yes | Yes |  | 0 | Yes | 20 |  |  | 18.908 |  |  |  | 18.908 |  |  | 20 MWs of diesel generation connecting into an existing 33 kV substation Land at Outclough Farm, Chatterley Whitfield, Biddulph Road, Stoke-on-Trent, ST6 8UW SJ 881 535 | N/A |  |  |  | Yes | [13 empty] | Deferred | No | 15
PRL001 | T-4 | Capacity Auction | 2019 | Power Response Limited |  | Braintree |  | Non CMRS | Unproven DSR CMU |  | Not Prequalified | Opt-In | N/A | 1 | Yes |  |  |  | 0 |  | 3.45 |  | Not Submitted | 2.995 |  |  |  | 2.995 |  |  | 3MW reciprocating engine genrators Chapel Hill Retail Park | N/A |  |  |  | Yes | [13 empty] | Deferred | No | 1
RANN-1 | T-4 | Capacity Auction | 2019 | SSE Generation Ltd. | Ann Gray | Rannoch 1 | Distribution | Non CMRS | Existing Generating CMU |  | Prequalified | Opt-In | N/A | 1 |  |  |  |  | 0 |  | 16 |  |  | 13.579 |  |  |  | 13.579 |  |  | 1 x hydro turbine & synchronous generator Rannoch Power Station, Rannoch, Perthshire, PH17 3QP NN529582 | 1700051768868 |  |  |  | No | No | Yes | Metering Option (a) | No |  |  | No | [6 empty] | No | N/A | 1
RANN-2 | T-4 | Capacity Auction | 2019 | SSE Generation Ltd. | Ann Gray | Rannoch 2 | Distribution | Non CMRS | Existing Generating CMU |  | Prequalified | Opt-In | N/A | 1 |  |  |  |  | 0 |  | 16 |  |  | 13.579 |  |  |  | 13.579 |  |  | 1 x hydro turbine & synchronous generator Rannoch Power Station, Rannoch, Perthshire, PH17 3QP NN529582 | 1700051768877 |  |  |  | No | No | Yes | Metering Option (a) | No |  |  | No | [6 empty] | No | N/A | 1
RANN-3 | T-4 | Capacity Auction | 2019 | SSE Generation Ltd. | Ann Gray | Rannoch 3 | Distribution | Non CMRS | Existing Generating CMU |  | Prequalified | Opt-In | N/A | 1 |  |  |  |  | 0 |  | 16 |  |  | 13.579 |  |  |  | 13.579 |  |  | 1 x hydro turbine & synchronous generator Rannoch Power Station, Rannoch, Perthshire, PH17 3QP NN529582 | 1700051768895 |  |  |  | No | No | Yes | Metering Option (a) | No |  |  | No | [6 empty] | No | N/A | 1
RATGT2 | T-4 | Capacity Auction | 2019 | E.ON Global Commodities SE |  | Ratcliffe GT2 | Transmission | CMRS | Existing Generating CMU |  | Prequalified | Opt-In | N/A | 1 |  |  |  |  | 0 |  | 17.806 |  |  | 16.834 |  |  |  | 16.834 |  |  | Ratcliffe U2 OCGT Ratcliffe-on-Soar Nottingham NG11 0EE SK503301 | 5014 |  |  |  | No |  |  |  | No | [9 empty] | No | N/A | 1
RATGT4 | T-4 | Capacity Auction | 2019 | E.ON Global Commodities SE |  | Ratcliffe GT4 | Transmission | CMRS | Existing Generating CMU |  | Prequalified | Opt-In | N/A | 1 |  |  |  |  | 0 |  | 16.145 |  |  | 15.263 |  |  |  | 15.263 |  |  | Ratcliffe U4 OCGT Ratcliffe-on-Soar Nottingham NG11 0EE SK503301 | 5015 |  |  |  | No |  |  |  | No | [9 empty] | No | N/A | 1
RATS01 | T-4 | Capacity Auction | 2019 | E.ON Global Commodities SE |  | Ratcliffe U1 | Transmission | CMRS | Existing Generating CMU |  | Prequalified | Opt-In | N/A | 1 |  |  |  |  | 0 |  | 515 |  |  | 452.479 |  |  |  | 452.479 |  |  | Ratcliffe Unit 1 coal-fired unit Ratcliffe-on-Soar Nottingham NG11 0EE SK503301 | 5014 (& 5016 for aux power) |  |  |  | No |  |  |  | No | [9 empty] | No | N/A | 1
RATS02 | T-4 | Capacity Auction | 2019 | E.ON Global Commodities SE |  | Ratcliffe U2 | Transmission | CMRS | Existing Generating CMU |  | Prequalified | Opt-In | N/A | 1 |  |  |  |  | 0 |  | 515 |  |  | 452.479 |  |  |  | 452.479 |  |  | Ratcliffe Unit 2 coal-fired unit Ratcliffe-on-Soar Nottingham NG11 0EE SK503301 | 5014 (& 5016 for aux power) |  |  |  | No |  |  |  | No | [9 empty] | No | N/A | 1
RATS03 | T-4 | Capacity Auction | 2019 | E.ON Global Commodities SE |  | Ratcliffe U3 | Transmission | CMRS | Existing Generating CMU |  | Prequalified | Opt-In | N/A | 1 |  |  |  |  | 0 |  | 515 |  |  | 452.479 |  |  |  | 452.479 |  |  | Ratcliffe Unit 3 coal-fired unit Ratcliffe-on-Soar Nottingham NG11 0EE SK503301 | 5015 (& 5016 for aux power) |  |  |  | No |  |  |  | No | [9 empty] | No | N/A | 1
RATS04 | T-4 | Capacity Auction | 2019 | E.ON Global Commodities SE |  | Ratcliffe U4 | Transmission | CMRS | Existing Generating CMU |  | Prequalified | Opt-In | N/A | 1 |  |  |  |  | 0 |  | 515 |  |  | 452.479 |  |  |  | 452.479 |  |  | Ratcliffe Unit 4 coal-fired unit Ratcliffe-on-Soar Nottingham NG11 0EE SK503301 | 5015 (& 5016 for aux power) |  |  |  | No |  |  |  | No | [9 empty] | No | N/A | 1
RED001 | T-4 | Capacity Auction | 2019 | Redlake Power Limited |  | Redlake Power | Distribution | Non CMRS | New Build Generating CMU |  | Prequalified | Opt-In | N/A | 15 |  | Yes | Yes |  | 75630 |  | 16 |  |  | 15.126 |  |  |  | 15.126 |  |  | New build power plant comprising of 8 x 2MW gas reciprocating engines connected to host DNO network Unit 3C Oak Park Industrial Estate, Portsmouth, PO6 3TL 465105 | N/A |  |  |  | Yes | [13 empty] | Deferred | Yes | 15
RedfiB | T-4 | Capacity Auction | 2019 | Redfield Energy Limited |  | Redfield rd B | Distribution | Non CMRS | New Build Generating CMU |  | Not Prequalified | Opt-In | N/A | 15 |  |  |  |  | 0 | Yes | 11.576 |  |  | 10.944 |  |  |  | 10.944 |  |  | Gas-fired reciprocating engines Redfield Rd, Nottingham, NG7 2UJ SK552377 | NA |  |  |  | Yes | [13 empty] | Deferred | No | #N/A
RedfiC | T-4 | Capacity Auction | 2019 | Redfield Energy Limited |  | Redfield rd C | Distribution | Non CMRS | New Build Generating CMU |  | Not Prequalified | Opt-In | N/A | 15 |  |  |  |  | 0 | Yes | 7.235 |  |  | 6.84 |  |  |  | 6.84 |  |  | Gas fired reciprocating engines Redfield Rd, Nottingham, NG7 2UJ SK552377 | NA |  |  |  | Yes | [13 empty] | Deferred | No | #N/A
RHEIG2 | T-4 | Capacity Auction | 2019 | Statkraft Markets GmbH |  | Rheidol Hydro Electric Power Plant Generator 2 | Distribution | CMRS | Existing Generating CMU |  | Prequalified | Opt-In | N/A | 1 |  |  |  |  | 0 |  | 21.346 |  |  | 18.116 |  |  |  | 18.116 |  |  | The CMU is belonging to the hydro-electric power scheme “Rheidol” close to Aberystwyth – Ceredigion - mid-Wales. The respective CMU is situated at the Cwm Rheidol Power Station (being one out of two) which is supplied by water from the Dinas Reservoir. Cwm Rheidol Aberystywth, Ceredigion SY23 3NF Aberystwyth SN 708 793 | MSSQ_5025.RHEIGE2MAE.AE |  |  |  | No | No | Yes |  | Yes | [9 empty] | Yes | N/A | 1
RHEIG3 | T-4 | Capacity Auction | 2019 | Statkraft Markets GmbH |  | Rheidol Hydro Electric Power Plant Generator 3 | Distribution | CMRS | Existing Generating CMU |  | Prequalified | Opt-In | N/A | 1 |  |  |  |  | 0 |  | 20.953 |  |  | 17.783 |  |  |  | 17.783 |  |  | The CMU is belonging to the hydro-electric power scheme “Rheidol” close to Aberystwyth – Ceredigion - mid-Wales. The respective CMU is situated at the Cwm Rheidol Power Station (being one out of two) which is supplied by water from the Dinas Reservoir. Cwm Rheidol Aberystywth, Ceredigion SY23 3NF Aberystwyth SN 708 793 | MSSQ_5025.RHEIGE3MAE.AE |  |  |  | No | No | Yes |  | Yes | [9 empty] | Yes | N/A | 1
RIBB01 | T-4 | Capacity Auction | 2019 | Ribble Power Limited |  | Ribble Power | Distribution | Non CMRS | New Build Generating CMU |  | Not Prequalified | Opt-In | N/A | 15 |  | Yes | Yes |  | 0 | Yes | 16 |  |  | 15.126 |  |  |  | 15.126 |  |  | 16 MW power plant comprising 8 x 2MW gas reciprocating engines. North Tees Electricity Sub Station, Northern Power Grid, Haverton Hill Road, Billingham, Teeside, TS23 1PS 448522 | N/A |  |  |  | Yes | [13 empty] | Deferred | No | #N/A
ROMSE1 | T-4 | Capacity Auction | 2019 | Romsey Energy Limited |  | ROMSEY ENERGY LIMITED | Distribution | Non CMRS | New Build Generating CMU |  | Not Prequalified | Opt-In | N/A | 15 |  | Yes | Yes |  | 0 | Yes | 12 |  |  | 11.345 |  |  |  | 11.345 |  |  | new build diesel and/or gas dual fuel generating station Woodlington Road, West Wellow, Romsey, Hampshire SO51 6DQ SU 31082 20455 | N/A |  |  |  | Yes | [13 empty] | Deferred | No | #N/A
ROUN12 | T-4 | Capacity Auction | 2019 | Rounponds Energy Limited |  | Rounponds Energy Limited | Distribution | Non CMRS | New Build Generating CMU |  | Not Prequalified | Opt-In | N/A | 15 |  | Yes | Yes |  | 0 | Yes | 10 |  |  | 9.454 |  |  |  | 9.454 |  |  | new build diesel and/or gas dual fuel generating station Rounponds Energy Limited Roundponds Farm, Melksham, Wiltshire SN12 8DF ST 89649 64489 | N/A |  |  |  | Yes | [13 empty] | Deferred | No | 15
RUGE-B | T-4 | Capacity Auction | 2019 | Rugeley Power Limited |  | Rugeley Power Station | Transmission | CMRS | Existing Generating CMU |  | Prequalified | Opt-In | N/A | 1 |  |  |  |  | 0 |  | 1026 |  |  | 904.784 |  |  |  | 904.784 |  |  | Coal unit No. 6 at Rugeley Power Station Rugeley Power Station Rugeley Staffordshire WS15 1PR SK056178 | 4005 |  |  |  | No |  |  |  | No | [9 empty] | No | N/A | 1
RUGE-B - Component | [30 empty] | Coal unit No. 7 at Rugeley Power Station Rugeley Power Station Rugeley Staffordshire WS15 1PR SK056178 | 4005 and 4018
RUGE-B - Component | [30 empty] | OCGT No. 6 at Rugeley Power Station Rugeley Power Station Rugeley Staffordshire WS15 1PR SK056178 | 4005
RUGE-B - Component | [30 empty] | OCGT No. 7 at Rugeley Power Station Rugeley Power Station Rugeley Staffordshire WS15 1PR SK056178 | 4018
S19G01 | T-4 | Capacity Auction | 2019 | Sembcorp Utilities (UK) Limited |  | Sembcorp Wilton GT1 | Transmission | CMRS | Existing Generating CMU |  | Prequalified | Opt-In | N/A | 1 |  |  |  |  | 0 |  | 42 |  |  | 37.8 |  |  |  | 37.8 |  |  | (Please note: CMU Metering is embedded behind Grid Connection Site: Wilton 66kV Substation. BM Unit T_WILCT-1). S19G01 is a OCGT in CHP Configuration within the (former ICI) Wilton Site. Sembcorp UK Headquarters, Wilton International, Middlesbrough, TS90 8WS NZ572214 | T_WILCT-1 |  |  |  | No |  |  |  | Yes | [9 empty] | Yes | N/A | 1
S19G02 | T-4 | Capacity Auction | 2019 | Sembcorp Utilities (UK) Limited |  | Sembcorp Wilton GT2 | Transmission | CMRS | Existing Generating CMU |  | Prequalified | Opt-In | N/A | 1 |  |  |  |  | 0 |  | 42.5 |  |  | 38.25 |  |  |  | 38.25 |  |  | CMU Metering is embedded behind Grid Connection Site: Wilton 66kV Substation. BM Unit T_WILCT-1). S19G02 is a OCGT in CHP Configuration within the (former ICI) Wilton Site. Sembcorp UK Headquarters Wilton International Middlesbrough TS90 8WS United Kingdom NZ572214 | T_WILCT-1 |  |  |  | No |  |  |  | Yes | [9 empty] | Yes | N/A | 1
S19S11 | T-4 | Capacity Auction | 2019 | Sembcorp Utilities (UK) Limited |  | Sembcorp Wilton ST11 | Transmission | CMRS | Existing Generating CMU |  | Prequalified | Opt-In | N/A | 1 |  |  |  |  | 0 |  | 22.031 |  |  | 19.828 |  |  |  | 19.828 |  |  | (Please note: CMU Metering is embedded behind Grid Connection Site: Wilton 66kV Substation. BM Unit T_WILCT-1). S19S11 is a Steam Turbine in CHP Configuration within the (former ICI) Wilton Site. Sembcorp UK Headquarters, Wilton International, Middlesbrough, TS90 8WS NZ572214 | T_WILCT-1 |  |  |  | No |  |  |  | Yes | [9 empty] | Yes | N/A | 1
SALTND | T-4 | Capacity Auction | 2019 | Saltend Cogeneration Company Limited |  | Saltend Units 1-3 | Transmission | CMRS | Existing Generating CMU |  | Prequalified | Opt-In | N/A | 1 |  |  |  |  | 0 |  | 1200 |  |  | 1080 |  |  |  | 1080 |  |  | Unit 3 at Saltend Power Station In reference to the Prequalification question “Is there any other generation on site (other than the CMU generating units)?” (in the “Metering Assessment” section), please note that at Saltend, there is a 3MW diesel generator on site in addition to the three generating units in this CMU. This diesel generator may be used to provide emergency services to maintain site security. Saltend Power Station Saltend Hull HU12 8GA TA160280 | 7079 |  |  |  | No |  |  |  | Yes | [9 empty] | Yes | N/A | 1
SALTND - Component | [30 empty] | Unit 1 at Saltend Power Station In reference to the Prequalification question “Is there any other generation on site (other than the CMU generating units)?” (in the “Metering Assessment” section), please note that at Saltend, there is a 3MW diesel generator on site in addition to the three generating units in this CMU. This diesel generator may be used to provide emergency services to maintain site security. Saltend Power Station Saltend Hull HU12 8GA TA160280 | 7077
SALTND - Component | [30 empty] | Unit 2 at Saltend Power Station In reference to the Prequalification question “Is there any other generation on site (other than the CMU generating units)?” (in the “Metering Assessment” section), please note that at Saltend, there is a 3MW diesel generator on site in addition to the three generating units in this CMU. This diesel generator may be used to provide emergency services to maintain site security. Saltend Power Station Saltend Hull HU12 8GA TA160280 | 7078
SAND01 | T-4 | Capacity Auction | 2019 | E.ON UK Cogeneration Ltd |  | Sandbach CCGT | Distribution | Non CMRS | Existing Generating CMU |  | Prequalified | Opt-In | N/A | 1 |  |  |  |  | 0 |  | 49.999 |  |  | 44.499 |  |  |  | 44.499 |  |  | Small CCGT (ex CHP) Address: Booth Lane, Sandbach CW11 3NU. SJ 739 632 | 1300051136210 |  |  |  | No | No | Yes | Metering Option (a) | No |  |  | No | [6 empty] | No | N/A | 1
SEA1_2 | T-4 | Capacity Auction | 2019 | Seabank Power Limited |  | Seabank 1 and 2 | Transmission | CMRS | Existing Generating CMU |  | Prequalified | Opt-In | N/A | 1 |  |  |  |  | 0 |  | 1258 |  |  | 1119.62 |  |  |  | 1119.62 |  |  | Multi Shaft CCGT (Module 1) Seabank Power Limited Severn Road, Hallen Bristol BS10 7SP ST 534826 | 7056 |  |  |  | No |  |  |  | No | [9 empty] | No | N/A | 1
SEA1_2 - Component | [30 empty] | Single Shaft CCGT (Module 2) Seabank Power Limited Severn Road, Hallen, Bristol BS10 7SP ST 534826 | 7109
SEALS1 | T-4 | Capacity Auction | 2019 | Npower Cogen Limited |  | CMU_SEALS-1 | Distribution | Non CMRS | Existing Generating CMU |  | Prequalified | Opt-In | N/A | 1 |  |  |  |  | 0 |  | 54.978 |  |  | 48.93 |  |  |  | 48.93 |  |  | Conoco Phillips CCGT - Private Network connected to Conoco Phillips Refinery - Auxiliary load behind CMU meter Npower Cogen Ltd North South Access Road Seal Sands Middlesbrough TS2 1FB NZ 527 248 | 1574000199083 |  |  |  | No | No | No | Metering Option (a) | No |  |  | Yes | A Metering Dispensation Application was issued by Northern Electric plc in 2001 for the use of SVA Metering Equipment not located at the Defined Metering Point. This is attached with the Metering Solution Configuration Statement. | [5 empty] | Yes | N/A | 1
SELB01 | T-4 | Capacity Auction | 2019 | Selby Power Limited |  | Selby Power | Distribution | Non CMRS | New Build Generating CMU |  | Prequalified | Opt-In | N/A | 15 |  |  |  |  | 0 |  | 16 |  |  | 15.126 |  |  |  | 15.126 |  |  | New build power plant comprising of 8 x 2MW gas reciprocating engines connected to host DNO network Unit 1b, Access 63, East Common Lane, Selby DN15 6AL 463431 | N/A |  |  |  | Yes | [13 empty] | Deferred | Yes | 15
SELBY_ | T-4 | Capacity Auction | 2019 | Plutus Energy LTD |  | Selby | Distribution | Non CMRS | New Build Generating CMU |  | Prequalified | Opt-In | N/A | 15 |  | Yes | Yes |  | 94540 |  | 20 |  |  | 18.908 |  |  |  | 18.908 |  |  | CMU Component is a reciprocating diesel engine. There are four seperate CMU Components, each approximately 6MVa. Plutus Energy, Gascoine Wood Mine, Lennerton Lane, Sherburn In Elmet, North Yorkshire, LS25 SE 52658 31924 | N/A |  |  |  | Yes | [13 empty] | Deferred | Yes | 15
SITA01 | T-4 | Capacity Auction | 2019 | SITA (Kirklees) Limited |  | Kirklees EfW | Distribution | Non CMRS | Existing Generating CMU |  | Prequalified | Opt-In | N/A | 1 |  |  |  |  | 0 |  | 10.579 |  |  | 9.295 |  |  |  | 9.295 |  |  | Existing Energy from Waste Plant Kirklees Energy from Waste Plant Vine Street Huddersfield, Yorkshire HD1 6NT SE148178 | 2300000930377 |  |  |  | No | No | Yes | Metering Option (a) | No |  |  | No | [6 empty] | No | N/A | 1
SITA02 | T-4 | Capacity Auction | 2019 | SITA Tees Valley Limited |  | STV Lines 1 and 2 EfW | Distribution | Non CMRS | Existing Generating CMU |  | Prequalified | Opt-In | N/A | 1 |  |  |  |  | 0 |  | 20.011 |  |  | 17.582 |  |  |  | 17.581 |  |  | Existing Energy from Waste Plant Tees Valley EfW Lines 1 & 2 Haverton Hill Road Billingham Cleveland TS23 1PY NZ479224 | 1594001073116 |  |  |  | No | Yes | Yes | Metering Option (a) | No |  |  | No | [6 empty] | Yes | N/A | 1
SITA05 | T-4 | Capacity Auction | 2019 | SITA Suffolk Limited |  | Suffolk EfW | Distribution | Non CMRS | Existing Generating CMU |  | Prequalified | Opt-In | N/A | 1 |  |  |  |  | 0 |  | 23.547 |  |  | 20.689 |  |  |  | 20.688 |  |  | Existing Energy from Waste Plant Suffolk EfW Lodge Lane Great Blakenham Ipswich, Suffolk IP6 0JE TM122496 | 1050000628018 |  |  |  | No | No | Yes | Metering Option (a) | No |  |  | No | [6 empty] | No | N/A | 1
SITA06 | T-4 | Capacity Auction | 2019 | SITA Cornwall Limited |  | Cornwall ERC | Distribution | Non CMRS | New Build Generating CMU |  | Prequalified | Opt-In | N/A | 15 |  | Yes | Yes |  | 87860 |  | 20 |  |  | 17.572 |  |  |  | 17.572 |  |  | New Build Energy from Waste Plant Cornwall Energy Recovery Centre St Dennis Cornwall PL26 8DY SW943569 | 2200042534080 |  |  |  | Yes | [13 empty] | Deferred | Yes | 15
SITA07 | T-4 | Capacity Auction | 2019 | SITA West London Limited |  | Severnside ERC | Distribution | Non CMRS | New Build Generating CMU |  | Prequalified | Opt-In | N/A | 15 |  | Yes |  |  | 144530 |  | 32.9 |  |  | 28.906 |  |  |  | 28.906 |  |  | New Build Energy from Waste Plant Severnside Energy Recovery Centre Severn Road Hallen, Bristol South Gloucestershire BS10 7SP ST538831 | 2200042538749 |  |  |  | Yes | [13 empty] | Deferred | Yes | 15
site01 | T-4 | Capacity Auction | 2019 | Energi for Wales ltd |  | Energi for wales | Distribution | Non CMRS | New Build Generating CMU |  | Rejected | Opt-In | N/A | [5 empty] | 0 |  | 20 |  |  | 18.908 |  |  |  | 18.908 |  |  | We are planning to install 20mw of diesel gensets to support the grid Unit 3 Queensways, Swansea west, Industrial Estate SA5 4DJ ss6271395653 | N/A |  |  |  | Yes | [13 empty] | Deferred | No | #N/A
SIZB-1 | T-4 | Capacity Auction | 2019 | EDF Energy Nuclear Generation Limited |  | Sizewell B Power Station CMU 1 | Transmission | CMRS | Existing Generating CMU |  | Prequalified | Opt-In | N/A | 1 |  |  |  |  | 0 |  | 616 |  |  | 507.03 |  |  |  | 507.03 |  |  | Sizewell B Power Station CMU 1 EDF Energy, Sizewell B power station Nr Leiston, Suffolk, IP16 4UR TM 474 635 | 6036 |  |  |  | No |  |  |  | No | [9 empty] | No | N/A | 1
SIZB-2 | T-4 | Capacity Auction | 2019 | EDF Energy Nuclear Generation Limited |  | Sizewell B Power Station CMU 2 | Transmission | CMRS | Existing Generating CMU |  | Prequalified | Opt-In | N/A | 1 |  |  |  |  | 0 |  | 616 |  |  | 507.03 |  |  |  | 507.03 |  |  | Sizewell B Power Station CMU 2 EDF Energy, Sizewell B power station Nr Leiston, Suffolk, IP16 4UR TM 474 635 | 6036 |  |  |  | No |  |  |  | No | [9 empty] | No | N/A | 1
SLOY-1 | T-4 | Capacity Auction | 2019 | SSE Generation Ltd. | Ann Gray | Sloy 1 | Distribution | CMRS | Existing Generating CMU |  | Prequalified | Opt-In | N/A | 1 |  |  |  |  | 0 |  | 40 |  |  | 33.948 |  |  |  | 33.948 |  |  | 1 x hydro turbine & synchronous generator Sloy Power Station, Inveruglas, By Arrochar, Argyll, G83 7DP NN320098 | 8681 |  |  |  | No | No | Yes |  | Yes | [9 empty] | Yes | N/A | 1
SLOY-2 | T-4 | Capacity Auction | 2019 | SSE Generation Ltd. | Ann Gray | Sloy 2 | Transmission | CMRS | Existing Generating CMU |  | Prequalified | Opt-In | N/A | 1 |  |  |  |  | 0 |  | 40 |  |  | 33.948 |  |  |  | 33.948 |  |  | Genset 2 Sloy Power Station, Inveruglas, By Arrochar, Argyll, G83 7DP NN320098 | 8681 |  |  |  | No |  |  |  | Yes | [9 empty] | Yes | N/A | 1
SLOY-3 | T-4 | Capacity Auction | 2019 | SSE Generation Ltd. | Ann Gray | Sloy 3 | Transmission | CMRS | Existing Generating CMU |  | Prequalified | Opt-In | N/A | 1 |  |  |  |  | 0 |  | 40 |  |  | 33.948 |  |  |  | 33.948 |  |  | Genset 3 Sloy Power Station, Inveruglas, By Arrochar, Argyll, G83 7DP NN320098 | 8681 |  |  |  | No |  |  |  | Yes | [9 empty] | Yes | N/A | 1
SLOY-4 | T-4 | Capacity Auction | 2019 | SSE Generation Ltd. | Ann Gray | Sloy 4 | Distribution | CMRS | Existing Generating CMU |  | Prequalified | Opt-In | N/A | 1 |  |  |  |  | 0 |  | 32.5 |  |  | 27.583 |  |  |  | 27.583 |  |  | 1 x hydro turbine & synchronous generator Sloy Power Station, Inveruglas, By Arrochar, Argyll, G83 7DP NN320098 | 8681 |  |  |  | No | No | Yes |  | Yes | [9 empty] | Yes | N/A | 1
SOUTHW | T-4 | Capacity Auction | 2019 | Southwick Energy Limited |  | Southwick Energy Limited | Distribution | Non CMRS | New Build Generating CMU |  | Not Prequalified | Opt-In | N/A | 15 |  | Yes | Yes |  | 0 | Yes | 20 |  |  | 18.908 |  |  |  | 18.908 |  |  | Diesel and/or gas dual fuel generating station. Pigeon House Lane, Waterlooville, Hampshire PO7 5SG SU648080 | N/A |  |  |  | Yes | [13 empty] | Deferred | No | #N/A
SP_DC2 | T-4 | Capacity Auction | 2019 | ScottishPower (DCL) Limited |  | Damhead Creek 2 | Transmission | CMRS | New Build Generating CMU |  | Prequalified | Opt-In | N/A | 15 |  | Yes |  |  | 5696000 |  | 1280 |  |  | 1139.2 |  |  |  | 1139.2 |  |  | New build Combined Cycle Gas Turbine plant Kingsnorth. Hoo. St Werburgh. Rochester. Kent. ME3 9TX TQ 812 728 | N/A |  |  |  | Yes | [13 empty] | Deferred | Yes | 15
SP-BLA | T-4 | Capacity Auction | 2019 | ScottishPower Generation Limited | Richard Hyde | Blackburn Mill | Distribution | Non CMRS | Existing Generating CMU |  | Prequalified | Opt-In | N/A | 1 |  |  |  |  | 0 |  | 60.378 |  |  | 53.736 |  |  |  | 53.736 |  |  | Small Combined Cycle Gas Turbine plant Registered capacity 75MVA or 60MW at 0.8PF. Livesay Branch Rd. Feniscowles. Blackburn. BB2 5HX SD 646 247 | Import MPAN 1620000828143. Export MPAN 1620000828134. |  |  |  | No | No | Yes | Metering Option (a) | No |  |  | No | [6 empty] | No | N/A | 1
SP-CRU | T-4 | Capacity Auction | 2019 | ScottishPower Generation Limited | Richard Hyde | Cruachan | Transmission | CMRS | Existing Generating CMU | Yes | Prequalified | Opt-In | N/A | 1 |  |  |  |  | 0 |  | 440 |  |  | 425.172 |  |  |  | 425.172 |  |  | Cruachan pump storage hydro plant - Unit 3 Lochawe, Dalmally. Argyll. PA33 1AN. Scotland NN 077 268 | MSID 8160: Main Outstation U3+U4 816000102 Check Outstation U3+U4 816000202. |  |  |  | No |  |  |  | No | [9 empty] | No | N/A | 1
SP-CRU - Component | [30 empty] | Cruachan pump storage hydro plant - Unit 4 Lochawe, Dalmally. Argyll. PA33 1AN. Scotland NN 077 268 | MSID 8160: Main Outstation U3+U4 816000102 Check Outstation U3+U4 816000202.
SP-CRU - Component | [30 empty] | Cruachan pumped storage hydro plant - Unit 1 Lochawe, Dalmally, Argyll, PA33 1AN, Scotland NN 077 268 | MSID 8160: Main Outstation U1+U2 816000101 Check Outstation U1+U2 816000201
SP-CRU - Component | [30 empty] | Cruachan pumped storage hydro plant - Unit 2 Lochawe, Dalmally. Argyll. PA33 1AN. Scotland NN 077 268 | MSID 8160: Main Outstation U1+U2 816000101 Check Outstation U1+U2 816000201
SP-DCL | T-4 | Capacity Auction | 2019 | ScottishPower (DCL) Limited | Richard Hyde | Damhead Creek | Transmission | CMRS | Existing Generating CMU |  | Prequalified | Opt-In | N/A | 1 |  |  |  |  | 0 |  | 805 |  |  | 716.45 |  |  |  | 716.45 |  |  | Combined Cycle Gas Turbine plant Kingsnorth. Hoo. St Werburgh. Rochester. Kent. ME3 9TX TQ 810 728 | MSID 7103: Main outstation ID 710301501. Check outstation ID 710302501. |  |  |  | No |  |  |  | No | [9 empty] | No | N/A | 1
SP-GLE | T-4 | Capacity Auction | 2019 | ScottishPower Generation Limited | Richard Hyde | Glenlee Hydro | Distribution | Non CMRS | Existing Generating CMU |  | Prequalified | Opt-In | N/A | 1 |  |  |  |  | 0 |  | 24.129 |  |  | 20.478 |  |  |  | 20.478 |  |  | Glenlee hydro power station - Unit 1 Part of the Galloway hydroelectric scheme Registered capacity of SP-GLE = 30MVA or 24MW at 0.8PF. Each of the 2 components = 12MW. New Galloway, Castle Douglas, Kirkcudbrightshire, DG7 3SF, Scotland NX 606 805 | U1 Import 1800053647539 U1 Export 1800053647548. |  |  |  | No | Yes | Yes | Metering Option (a) | No |  |  | No | [6 empty] | Yes | N/A | 1
SP-GLE - Component | [30 empty] | Glenlee hydro power station - Unit 2 Part of the Galloway hydroelectric scheme Registered capacity of SP-GLE = 30MVA or 24MW at 0.8PF. Each of the 2 components = 12MW. New Galloway, Castle Douglas, Kirkcudbrightshire, DG7 3SF, Scotland NX 606 805 | U2 Import 1800053653719 U2 Export 1800053653728.
SPHGR1 | T-4 | Capacity Auction | 2019 | Snowdonia Pumped Hydro Limited_ |  | GR1 | Distribution | CMRS | New Build Generating CMU | Yes | Prequalified | Opt-In | N/A | 15 |  | Yes | Yes |  | 241570 |  | 49.999 |  |  | 48.314 |  |  |  | 48.314 |  |  | 49.999 MW pumped storage facility in Gwynedd, North Wales. Glyn Rhonwy Pumped Storage Facility, Ffordd Clegir, Caernarfon, Gwynedd LL55 4EL Note: The site is currently brown field with no ability to receive post. As such this address uses the nearest current postcode. SH567608 | N/A |  |  |  | Yes | [13 empty] | Deferred | Yes | 15
SP-KEN | T-4 | Capacity Auction | 2019 | ScottishPower Generation Limited | Richard Hyde | Kendoon Hydro | Distribution | Non CMRS | Existing Generating CMU |  | Prequalified | Opt-In | N/A | 1 |  |  |  |  | 0 |  | 24.166 |  |  | 20.51 |  |  |  | 20.51 |  |  | Kendoon hydro power station - Unit 1 Part of the Galloway hydroelectric scheme Registered capacity of SP-KEN = 26.25MVA or 24MW at 0.915PF. Each of the 2 components = 12MW. New Galloway, Dalry, Castle Douglas, Kirkcudbrightshire, DG7 3UB, Scotland NX 605 877 | U1 Import 1800053647557 U1 export 1800053647566. |  |  |  | No | Yes | Yes | Metering Option (a) | No |  |  | No | [6 empty] | Yes | N/A | 1
SP-KEN - Component | [30 empty] | Kendoon hydro power station - Unit 2 Part of the Galloway hydroelectric scheme Registered capacity of SP-KEN = 26.25MVA or 24MW at 0.915PF. Each of the 2 components = 12MW. New Galloway, Dalry, Castle Douglas, Kirkcudbrightshire, DG7 3LB, Scotland NX 605 877 | U2 Import 1800053653737 U2 Export 1800053653746.
SP-LON | T-4 | Capacity Auction | 2019 | ScottishPower Generation Limited |  | Longannet U1-4 | Transmission |  |  |  |  | Opt-Out | Closed down, decommissioned or otherwise non-operational by the start of the relevant Delivery Year | [7 empty] | 2304 | [6 empty] | 2024.294 |  |  | Longannet coal fired power station - Unit 1 Kincardine on Forth. Clackmannanshire. FK10 4AA. Scotland NS 951 854 | MSID 8150 Main Outstation ID U1 815000101 Check Outstation ID U1 815000201. | [18 empty] | Not Entering/No Submission
SP-LON - Component | [30 empty] | Longannet coal fired power station - Unit 2 Kincardine on Forth. Clackmannanshire. FK10 4AA. Scotland NS 951 854 | MSID 8150 Main Outstation ID U2 815000102 Check Outstation ID U2 815000202.
SP-LON - Component | [30 empty] | Longannet coal fired power station - Unit 3 Kincardine on Forth. Clackmannanshire. FK10 4AA. Scotland NS 951 854 | MSID 8150 Main Outstation ID U3 815000103 Check Outstation ID U3 815000203.
SP-LON - Component | [30 empty] | Longannet coal fired power station - Unit 4 Kincardine on Forth. Clackmannanshire. FK10 4AA. Scotland NS 951 854 | MSID 8150 Main Outstation ID U4 815000104 Check Outstation ID U4 815000204.
SP-RYH | T-4 | Capacity Auction | 2019 | ScottishPower Generation Limited | Richard Hyde | Rye House | Transmission | CMRS | Existing Generating CMU |  | Prequalified | Opt-In | N/A | 1 |  |  |  |  | 0 |  | 715 |  |  | 636.35 |  |  |  | 636.35 |  |  | Combined Cycle Gas Turbine 1 Ratty's Lane, Hoddeston. Hertsfordshire. EN11 ORF TL 387 089 | MSID 5023: Main Outstation ID502306105 Check outstation ID502306106. |  |  |  | No |  |  |  | No | [9 empty] | No | N/A | 1
SP-SHO | T-4 | Capacity Auction | 2019 | ScottishPower (SCPL) Limited | Richard Hyde | Shoreham | Distribution | CMRS | Existing Generating CMU |  | Prequalified | Opt-In | N/A | 1 |  |  |  |  | 0 |  | 425 |  |  | 378.25 |  |  |  | 378.25 |  |  | Combined Cycle Gas Turbine plant Basin Road South. Portslade. East Sussex. BN41 1WF TQ 247 048 | MSID 7104: Main Outstation 71040001 Check Outstation 71040002. Import meter (when station not generating) MSID 7105 Outstation ID 710500001. |  |  |  | No | No | Yes |  | No | [9 empty] | No | N/A | 1
SP-TON | T-4 | Capacity Auction | 2019 | ScottishPower Generation Limited | Richard Hyde | Tongland Hydro | Distribution | Non CMRS | Existing Generating CMU |  | Prequalified | Opt-In | N/A | 1 |  |  |  |  | 0 |  | 34.422 |  |  | 29.214 |  |  |  | 29.214 |  |  | Tongland hydro power station - Unit 1 Part of the Galloway hydroelectric scheme Registered capacity of SP-TON = 41.25MVA or 33MW at 0.8PF. Each of the 3 components = 11MW. New Galloway. Kirkcudbrightshire. DG6 4LT. Scotland NX 695 535 | U1 Import 1800053647575 U1 Export 1800053647584. |  |  |  | No | Yes | Yes | Metering Option (a) | No |  |  | No | [6 empty] | Yes | N/A | 1
SP-TON - Component | [30 empty] | Tongland hydro power station - Unit 2 Part of the Galloway hydroelectric scheme Registered capacity of SP-TON = 41.25MVA or 33MW at 0.8PF. Each of the 3 components = 11MW. New Galloway. Kirkcudbrightshire. DG6 4LT. Scotland NX 695 535 | U2 Import 1800053653782 U2 Export 1800053653791.
SP-TON - Component | [30 empty] | Tongland hydro power station - Unit 3 Part of the Galloway hydroelectric scheme Registered capacity of SP-TON = 41.25MVA or 33MW at 0.8PF. Each of the 3 components = 11MW. New Galloway. Kirkcudbrightshire. DG6 4LT. Scotland NX 695 535 | U3 Import 1800053653807 U3 Export 1800053653816
SSEDS1 | T-4 | Capacity Auction | 2019 | SSE Energy Supply Ltd. |  | SSE DSR Unit 1 |  | Non CMRS | Unproven DSR CMU |  | Prequalified | Opt-In | N/A | 1 | Yes |  |  |  | 217000 |  | 50 |  | 43.4 | 43.4 |  |  |  | 43.4 |  |  | Unproven DSR Component TBA | N/A |  |  |  | Yes | [13 empty] | Deferred | Yes | 1
SSEDS2 | T-4 | Capacity Auction | 2019 | SSE Energy Supply Ltd. |  | SSE DSR Unit 2 |  | Non CMRS | Unproven DSR CMU |  | Prequalified | Opt-In | N/A | 1 | Yes |  |  |  | 217000 |  | 50 |  | 43.4 | 43.4 |  |  |  | 43.4 |  |  | Unproven DSR Component TBA | N/A |  |  |  | Yes | [13 empty] | Deferred | Yes | 1
SSEDS3 | T-4 | Capacity Auction | 2019 | SSE Energy Supply Ltd. |  | SSE DSR Unit 3 |  | Non CMRS | Unproven DSR CMU |  | Prequalified | Opt-In | N/A | 1 | Yes |  |  |  | 217000 |  | 50 |  | 43.4 | 43.4 |  |  |  | 43.4 |  |  | Unproven DSR Component TBA | N/A |  |  |  | Yes | [13 empty] | Deferred | Yes | 1
SSEDS4 | T-4 | Capacity Auction | 2019 | SSE Energy Supply Ltd. |  | SSE DSR Unit 4 |  | Non CMRS | Unproven DSR CMU |  | Prequalified | Opt-In | N/A | 1 | Yes |  |  |  | 217000 |  | 50 |  | 43.4 | 43.4 |  |  |  | 43.4 |  |  | Unproven DSR Component TBA | N/A |  |  |  | Yes | [13 empty] | Deferred | Yes | 1
SSEDS5 | T-4 | Capacity Auction | 2019 | SSE Energy Supply Ltd. |  | SSE DSR Unit 5 |  | Non CMRS | Unproven DSR CMU |  | Prequalified | Opt-In | N/A | 1 | Yes |  |  |  | 217000 |  | 50 |  | 43.4 | 43.4 |  |  |  | 43.4 |  |  | Unproven DSR Component TBA | N/A |  |  |  | Yes | [13 empty] | Deferred | Yes | 1
STAF01 | T-4 | Capacity Auction | 2019 | VEOLIA UK Limited |  | Staffordshire ERF & Standby gen | Distribution | Non CMRS | Existing Generating CMU |  | Prequalified | Opt-In | N/A | 1 |  |  |  |  | 0 |  | 30.25 |  |  | 26.43 |  |  |  | 26.616 |  |  | 2MW Standby engine located in Staffordshire. It is the standby generator of the Energy from waste facility. It runs on fuel. The auxiliary load is self supplied by the generator prior to export metering. The power factor used is 0.95 for this CMU. Enterprise Drive, Coven, Wolverhampton, Staffordshire WV10 7DY, UK SJ923084 | 1470000097965 |  |  |  | No | Yes | Yes | Metering Option (a) | No |  |  | No | [6 empty] | Yes | N/A | 1
STAF01 - Component | [30 empty] | Energy from waste facility located in Staffordshire - Postcode WV10 7DF. This plant was commissionned at the beginning of 2014. It is a municipal waste incineration plant. It is based on two boilers supplying steam to one turbine-generator. Exhaust steam is condensed in a Air cooled condenser. The site normally operates at baseload. The auxiliary load is self supplied by the generator prior to export metering. The power factor used is 0.85 for this CMU. Enterprise Drive, Coven, Wolverhampton, Staffordshire WV10 7DY, UK SJ923084 | 1470000097965
STAY01 | T-4 | Capacity Auction | 2019 | RWE Generation UK plc |  | CMU_STAY-1 | Transmission | CMRS | Existing Generating CMU |  | Prequalified | Opt-In | N/A | 1 |  |  |  |  | 0 |  | 464 |  |  | 412.96 |  |  |  | 412.96 |  |  | Staythorpe 1 - CCGT Staythorpe Power Station Staythorpe Newark Nottinghamshire NG23 5PS SK 767 536 | 7210 |  |  |  | No |  |  |  | No | [9 empty] | No | N/A | 1
STAY02 | T-4 | Capacity Auction | 2019 | RWE Generation UK plc |  | CMU_STAY-2 | Transmission | CMRS | Existing Generating CMU |  | Prequalified | Opt-In | N/A | 1 |  |  |  |  | 0 |  | 464 |  |  | 412.96 |  |  |  | 412.96 |  |  | Staythorpe 2 - CCGT Staythorpe Power Station Staythorpe Newark Nottinghamshire NG23 5PS SK 767 536 | 7210 |  |  |  | No |  |  |  | No | [9 empty] | No | N/A | 1
STAY03 | T-4 | Capacity Auction | 2019 | RWE Generation UK plc |  | CMU_STAY-3 | Transmission | CMRS | Existing Generating CMU |  | Prequalified | Opt-In | N/A | 1 |  |  |  |  | 0 |  | 464 |  |  | 412.96 |  |  |  | 412.96 |  |  | Staythorpe 3 - CCGT Staythorpe Power Station Staythorpe Newark Nottinghamshire NG23 5PS SK 767 536 | 7210 |  |  |  | No |  |  |  | No | [9 empty] | No | N/A | 1
STAY04 | T-4 | Capacity Auction | 2019 | RWE Generation UK plc |  | CMU_STAY-4 | Transmission | CMRS | Existing Generating CMU |  | Prequalified | Opt-In | N/A | 1 |  |  |  |  | 0 |  | 464 |  |  | 412.96 |  |  |  | 412.96 |  |  | Staythorpe 4 - CCGT Staythorpe Power Station Staythorpe Newark Nottinghamshire NG23 5PS SK 767 536 | 7210 |  |  |  | No |  |  |  | No | [9 empty] | No | N/A | 1
SudmeA | T-4 | Capacity Auction | 2019 | Sudmeadow Limited |  | Sudmeadow A | Distribution | Non CMRS | New Build Generating CMU |  | Prequalified | Opt-In | N/A | 15 |  |  |  |  | 0 |  | 21.653 |  |  | 19.152 |  |  |  | 19.152 |  |  | Gas fired reciprocating engines Sudmeadow Rd, Gloucester, GL2 5HS SO819185 | NA |  |  |  | Yes | [13 empty] | Deferred | Yes | 15
SudmeB | T-4 | Capacity Auction | 2019 | Sudmeadow Limited |  | Sudmeadow B | Distribution | Non CMRS | New Build Generating CMU |  | Prequalified | Opt-In | N/A | 15 |  |  |  |  | 0 |  | 13.023 |  |  | 12.312 |  |  |  | 12.312 |  |  | Gas fired reciprocating engines Sudmeadow Rd, Gloucester, GL2 5HS SO819185 | NA |  |  |  | Yes | [13 empty] | Deferred | Yes | 15
SudmeC | T-4 | Capacity Auction | 2019 | Sudmeadow Limited |  | Sudmeadow C | Distribution | Non CMRS | New Build Generating CMU |  | Prequalified | Opt-In | N/A | 15 |  |  |  |  | 0 |  | 5.788 |  |  | 5.472 |  |  |  | 5.472 |  |  | Gas fired reciprocating engines Sudmeadow Rd, Gloucester, GL2 5HS SO819185 | NA |  |  |  | Yes | [13 empty] | Deferred | Yes | 15
SUTB-1 | T-4 | Capacity Auction | 2019 | Calon Energy Limited |  | Sutton Bridge | Transmission | CMRS | Existing Generating CMU |  | Prequalified | Opt-In | N/A | 1 |  |  |  |  | 0 |  | 819 |  |  | 728.91 |  |  |  | 728.91 |  |  | Existing CCGT Sutton Bridge Power Station Centenary Way Sutton Bridge Lincolnshire PE12 9TF 479199 | 7066 |  |  |  | No |  |  |  | No | [9 empty] | No | N/A | 1
SVRP10 | T-4 | Capacity Auction | 2019 | Calon Energy Limited |  | Severn Power Unit 10 | Transmission | CMRS | Existing Generating CMU |  | Prequalified | Opt-In | N/A | 1 |  |  |  |  | 0 |  | 425 |  |  | 378.25 |  |  |  | 378.25 |  |  | Existing CCGT unit Severn Power Station West Nash Road Newport NP18 2BZ 324837 | 7225 |  |  |  | No |  |  |  | No | [9 empty] | No | N/A | 1
SVRP20 | T-4 | Capacity Auction | 2019 | Calon Energy Limited |  | Severn Power Unit 20 | Transmission | CMRS | Existing Generating CMU |  | Prequalified | Opt-In | N/A | 1 |  |  |  |  | 0 |  | 425 |  |  | 378.25 |  |  |  | 378.25 |  |  | Existing CCGT unit Severn Power Station West Nash Road Newport NP18 2BZ 325836 | 7225 |  |  |  | No |  |  |  | No | [9 empty] | No | N/A | 1
SWASTO | T-4 | Capacity Auction | 2019 | Green Frog Power Limited |  | Swansea | Distribution | Non CMRS | Existing Generating CMU |  | Prequalified | Opt-In | N/A | 1 |  |  |  |  | 0 |  | 20 |  |  | 18.908 |  |  |  | 18.908 |  |  | Reciprocating engines Titanium Rd, Swansea, SA5 4SF SS607964 | 2100041072803 |  |  |  | No | No | Yes | Metering Option (c) | No | Yes | Settlement |  |  | Yes |  | COP2 | Yes |  | Yes | N/A | 1
TAYL02 | T-4 | Capacity Auction | 2019 | E.ON Global Commodities SE |  | Taylor's Lane GT2 | Distribution | CMRS | Existing Generating CMU |  | Prequalified | Opt-In | N/A | 1 |  |  |  |  | 0 |  | 71.891 |  |  | 67.966 |  |  |  | 67.963 |  |  | Taylor's Lane OCGT GT Unit 2 Brentfield Road Willesden London NW10 8JP TQ209844 | 5538 |  |  |  | No | Yes | Yes |  | No | [9 empty] | Yes | N/A | 1
TAYL03 | T-4 | Capacity Auction | 2019 | E.ON Global Commodities SE |  | Taylor's Lane GT3 | Distribution | CMRS | Existing Generating CMU |  | Prequalified | Opt-In | N/A | 1 |  |  |  |  | 0 |  | 65.115 |  |  | 61.56 |  |  |  | 61.558 |  |  | Taylor's Lane OCGT GT Unit 3 Brentfield Road Willesden London NW10 8JP TQ209844 | 5538 |  |  |  | No | Yes | Yes |  | No | [9 empty] | Yes | N/A | 1
TAYP01 | T-4 | Capacity Auction | 2019 | Tay Power Limited |  | Tay Power | Distribution | Non CMRS | New Build Generating CMU |  | Not Prequalified | Opt-In | N/A | 15 |  | Yes | Yes |  | 0 | Yes | 16 |  |  | 15.126 |  |  |  | 15.126 |  |  | 16 MW power plant comprising 8 x 2MW gas reciprocating engines. Unit A1 Ashmount Business Park Upper Fforest Way Swansea SA6 8QR 268198 | N/A |  |  |  | Yes | [13 empty] | Deferred | No | 15
THATM1 | T-4 | Capacity Auction | 2019 | SSEPG (Operations) Limited |  | Thatcham | Distribution | Non CMRS | Existing Generating CMU |  | Prequalified | Opt-In | N/A | 1 |  |  |  |  | 0 |  | 8.794 |  |  | 8.314 |  |  |  | 8.314 |  |  | 6 x reciprocating engines Thatcham Grid Substation, Piper's Lane, Off Station Road, Thatcham, RG19 4NA SU528664 | 2000050928900 |  |  |  | No | No | Yes | Metering Option (a) | No |  |  | No | [6 empty] | No | N/A | 1
THORMA | T-4 | Capacity Auction | 2019 | Thorpe Marsh Power Limited |  | Thorpe Marsh CCGT Unit A | Transmission | CMRS | New Build Generating CMU |  | Prequalified | Opt-In | N/A | 15 |  | Yes |  |  | 2848000 |  | 640 |  |  | 569.6 |  |  |  | 569.6 |  |  | CCGT Unit A (connected as G1) Thorpe Marsh Power Station, nr Barnby Dun, Doncaster DN3 1ET SE 605 098 | N/A |  |  |  | Yes | [13 empty] | Deferred | Yes | 15
THORNT | T-4 | Capacity Auction | 2019 | Thornton Estate Energy Limited |  | Thornton Estate Energy Limited | Distribution | Non CMRS | New Build Generating CMU |  | Prequalified | Opt-In | N/A | 15 |  | Yes | Yes |  | 0 |  | 20 |  |  | 18.908 |  |  |  | 18.908 |  |  | Diesel and/or gas dual fuel generating station. WH Davis, Langwith Rd, Shirebrook, Mansfield, Derbyshire NG20 9SA SK529682 | N/A |  |  |  | Yes | [13 empty] | Deferred | No | 15
THRN01 | T-4 | Capacity Auction | 2019 | E.ON UK Cogeneration Ltd |  | Thornhill CCGT | Distribution | Non CMRS | Existing Generating CMU |  | Prequalified | Opt-In | N/A | 1 |  |  |  |  | 0 |  | 50 |  |  | 44.5 |  |  |  | 44.5 |  |  | Small gas fired CCGT. Address:Calder Rd, Ravensthorpe, Dewsbury, WF12 9EA. SE 229 201 | 2300000233610 |  |  |  | No | No | Yes | Metering Option (a) | No |  |  | No | [6 empty] | No | N/A | 1
TILL01 | T-4 | Capacity Auction | 2019 | Tillingham Power Limited |  | Tillingham Power | Distribution | Non CMRS | New Build Generating CMU |  | Prequalified | Opt-In | N/A | 15 |  |  |  |  | 0 |  | 16 |  |  | 15.126 |  |  |  | 15.126 |  |  | 16 MW power plant comprising 8 x 2MW gas reciprocating engines. Power plant will be connectd to the SSE distribution network and local gas network. Harrier Way, Cody Technology Park, Farnborough, Surrey, GU14 0LX 485154 | N/A |  |  |  | Yes | [13 empty] | Deferred | Yes | 15
TILN12 | T-4 | Capacity Auction | 2019 | HALE PINGLE LTD |  | Hale Pingle Ltd | Distribution | Non CMRS | New Build Generating CMU |  | Not Prequalified | Opt-In | N/A | 15 |  | Yes | Yes |  | 0 | Yes | 8 |  |  | 7.563 |  |  |  | 7.563 |  |  | new build diesel and/or gas dual fuel generating station Hale Pingle ltd, Tiln Farm, Smeath Lane, Retford, DN22 9JW SK 71400 83700 | N/A |  |  |  | Yes | [13 empty] | Deferred | No | #N/A
TimetA | T-4 | Capacity Auction | 2019 | New Power Generation N01 Limited |  | Timet A | Distribution | Non CMRS | New Build Generating CMU |  | Prequalified | Opt-In | N/A | 15 |  |  |  |  | 0 |  | 20.258 |  |  | 19.152 |  |  |  | 19.152 |  |  | Gas-fired reciprocating engines Titanium Rd, Swansea, SA5 4SF SS606963 | NA |  |  |  | Yes | [13 empty] | Deferred | No | #N/A
TimetB | T-4 | Capacity Auction | 2019 | New Power Generation N01 Limited |  | Timet B | Distribution | Non CMRS | New Build Generating CMU |  | Prequalified | Opt-In | N/A | 15 |  |  |  |  | 0 |  | 13.023 |  |  | 12.312 |  |  |  | 12.312 |  |  | Gas-fired reciprocating engines Titanium Rd, Swansea, SA5 4SF SS606963 | NA |  |  |  | Yes | [13 empty] | Deferred | Yes | 15
TimetC | T-4 | Capacity Auction | 2019 | New Power Generation N01 Limited |  | Timet C | Distribution | Non CMRS | New Build Generating CMU |  | Prequalified | Opt-In | N/A | 15 |  |  |  |  | 0 |  | 5.788 |  |  | 5.472 |  |  |  | 5.472 |  |  | Gas-fired reciprocating engines Titanium Rd, Swansea, SA5 4SF SS606963 | NA |  |  |  | Yes | [13 empty] | Deferred | Yes | 15
TIRSTO | T-4 | Capacity Auction | 2019 | Green Frog Power Limited |  | Tir John | Distribution | Non CMRS | Existing Generating CMU |  | Prequalified | Opt-In | N/A | 1 |  |  |  |  | 0 |  | 16 |  |  | 15.126 |  |  |  | 15.126 |  |  | Reciprocating engines Tir John N Rd, St Thomas, SA1 8NZ SS687935 | 2100041103407 |  |  |  | No | No | Yes | Metering Option (c) | No | Yes | settlement |  |  | Yes |  | COP2 | Yes |  | Yes | N/A | 1
TLAGA1 | T-4 | Capacity Auction | 2019 | Centrica Langage Limited |  | T_LAGA-1 | Transmission | CMRS | Existing Generating CMU |  | Prequalified | Opt-In | N/A | 1 |  |  |  |  | 0 |  | 905 |  |  | 805.45 |  |  |  | 805.45 |  |  | Centrica Langage Power Station is a Combined Cycle Gas Turbine (CCGT) electricity generating station. Centrica Langage Power Station, Holland Road, Plymouth, PL7 5AW. SX 571 563 | 7205 |  |  |  | No |  |  |  | No | [9 empty] | No | N/A | 1
TORN-1 | T-4 | Capacity Auction | 2019 | EDF Energy Nuclear Generation Limited |  | Torness Power Station CMU 1 | Transmission | CMRS | Existing Generating CMU |  | Prequalified | Opt-In | N/A | 1 |  |  |  |  | 0 |  | 610.359 |  |  | 502.386 |  |  |  | 502.386 |  |  | Torness Power Station CMU 1 EDF Energy, Torness power station, Torness, Dunbar, East Lothian, EH42 1QS NT 745 752 | 8302 |  |  |  | No |  |  |  | No | [9 empty] | No | N/A | 1
TORN-2 | T-4 | Capacity Auction | 2019 | EDF Energy Nuclear Generation Limited |  | Torness Power Station CMU 2 | Transmission | CMRS | Existing Generating CMU |  | Prequalified | Opt-In | N/A | 1 |  |  |  |  | 0 |  | 619 |  |  | 509.499 |  |  |  | 509.499 |  |  | Torness Power Station CMU 2 EDF Energy, Torness power station, Torness, Dunbar, East Lothian, EH42 1QS NT 745 752 | 8302 |  |  |  | No |  |  |  | No | [9 empty] | No | N/A | 1
TrafaA | T-4 | Capacity Auction | 2019 | Trafalgar Park Power Limited |  | Trafalgar Park A | Distribution | Non CMRS | New Build Generating CMU |  | Prequalified | Opt-In | N/A | 15 |  |  |  |  | 0 |  | 9.534 |  |  | 9.013 |  |  |  | 9.013 |  |  | Gas-fired reciprocating engines Victory Rd, Derby, DE24 8DX SK354328 | NA |  |  |  | Yes | [13 empty] | Deferred | Yes | 15
TrafaB | T-4 | Capacity Auction | 2019 | Trafalgar Park Power Limited |  | Trafalgar Park B | Distribution | Non CMRS | New Build Generating CMU |  | Prequalified | Opt-In | N/A | 15 |  |  |  |  | 0 |  | 4.086 |  |  | 3.863 |  |  |  | 3.863 |  |  | Gas-fired reciprocating engines Victory Rd, Derby, DE24 8DX SK354328 | NA |  |  |  | Yes | [13 empty] | Deferred | Yes | 15
TRESTO | T-4 | Capacity Auction | 2019 | Green Frog Power Limited |  | Tregaron | Distribution | Non CMRS | Existing Generating CMU |  | Prequalified | Opt-In | N/A | 1 |  |  |  |  | 0 |  | 6 |  |  | 5.672 |  |  |  | 5.672 |  |  | Reciprocating engines Dewy Rd, Tregaron, SY25 6JP SN677591 | 2199989641360 |  |  |  | No | Yes | Yes | Metering Option (c) | No | Yes | settlement |  |  | Yes |  | COP3 | Yes |  | Yes | N/A | 1
TSHBA1 | T-4 | Capacity Auction | 2019 | Centrica SHB Limited |  | T_SHBA-1 | Transmission | CMRS | Existing Generating CMU |  | Prequalified | Opt-In | N/A | 1 |  |  |  |  | 0 |  | 820 |  |  | 729.8 |  |  |  | 729.8 |  |  | Centrica Humber Power Station Phase 1 is a Combined Cycle Gas Turbine (CCGT) electricity generating station. Centrica Humber Power Station, South Marsh Road, Stallingborough, DN41 8BZ. TA 227 134 | 7047 |  |  |  | No |  |  |  | No | [9 empty] | No | N/A | 1
TSHBA2 | T-4 | Capacity Auction | 2019 | Centrica SHB Limited |  | T_SHBA-2 | Transmission | CMRS | Existing Generating CMU |  | Prequalified | Opt-In | N/A | 1 |  |  |  |  | 0 |  | 580 |  |  | 516.2 |  |  |  | 516.2 |  |  | Centrica Humber Power Station Phase 2 is a Combined Cycle Gas Turbine (CCGT) electricity generating station. Centrica Humber Power Station, South Marsh Road, Stallingborough, DN41 8BZ TA 227 134 | 7065 |  |  |  | No |  |  |  | No | [9 empty] | No | N/A | 1
TUMB-1 | T-4 | Capacity Auction | 2019 | SSE Generation Ltd. | Ann Gray | Tummel 1 | Distribution | Non CMRS | Existing Generating CMU |  | Prequalified | Opt-In | N/A | 1 |  |  |  |  | 0 |  | 17 |  |  | 14.428 |  |  |  | 14.428 |  |  | 1 x hydro turbine & synchronous generator Tummel Power Station, Pitlochry, Perthshire, PH16 5SB NN763590 | 1700051768929 |  |  |  | No | No | Yes | Metering Option (a) | No |  |  | No | [6 empty] | No | N/A | 1
TUMB-2 | T-4 | Capacity Auction | 2019 | SSE Generation Ltd. | Ann Gray | Tummel 2 | Distribution | Non CMRS | Existing Generating CMU |  | Prequalified | Opt-In | N/A | 1 |  |  |  |  | 0 |  | 17 |  |  | 14.428 |  |  |  | 14.428 |  |  | 1 x hydro turbine & synchronous generator Tummel Power Station, Pitlochry, Perthshire, PH16 5SB NN763590 | 1700051768947 |  |  |  | No | No | Yes | Metering Option (a) | No |  |  | No | [6 empty] | No | N/A | 1
UKPR01 | T-4 | Capacity Auction | 2019 | UK Power Reserve Limited |  | Aberdare Power Station | Distribution | CMRS | Existing Generating CMU |  | Prequalified | Opt-In | N/A | 1 |  |  |  |  | 0 |  | 10.577 |  |  | 10 |  |  |  | 9.999 |  |  | The CMU will be formed of multiple individual generating units controlled centrally and exporting to the distribution system. Aberaman Industrial Estate (South Bound), Aberaman, Nr Aberdare, Rhondda Cynon Taff, CF44 6DA SO020008 | 7163 |  |  |  | No | No | Yes |  | Yes | [9 empty] | Yes | N/A | 1
UKPR02 | T-4 | Capacity Auction | 2019 | UK Power Reserve Limited |  | Bridgwater Power Station | Distribution | CMRS | Existing Generating CMU |  | Prequalified | Opt-In | N/A | 1 |  |  |  |  | 0 |  | 10.207 |  |  | 9.65 |  |  |  | 9.732 |  |  | The CMU will be formed of multiple individual generating units controlled centrally and exporting to the distribution system. The Canalside, Marsh Lane, off Showground Road, Bridgwater, Somerset, TA6 6LQ ST308352 | 7158 |  |  |  | No | No | Yes |  | No | [9 empty] | No | N/A | 1
UKPR03 | T-4 | Capacity Auction | 2019 | UK Power Reserve Limited |  | Sevington Power Station | Distribution | CMRS | Existing Generating CMU |  | Prequalified | Opt-In | N/A | 1 |  |  |  |  | 0 |  | 10.528 |  |  | 9.953 |  |  |  | 9.953 |  |  | The CMU will be formed of multiple individual generating units controlled centrally and exporting to the distribution system. The Long Barrow, Willesborough, Ashford, Kent. TN24 0GP TR023405 | 7160 |  |  |  | No | No | Yes |  | No | [9 empty] | No | N/A | 1
UKPR04 | T-4 | Capacity Auction | 2019 | UK Power Reserve Limited |  | Solutia Power Station | Distribution | CMRS | Existing Generating CMU |  | Prequalified | Opt-In | N/A | 1 |  |  |  |  | 0 |  | 10.577 |  |  | 10 |  |  |  | 9.999 |  |  | The CMU will be formed of multiple individual generating units controlled centrally and exporting to the distribution system. Traston Road, Off Corporation Road, Newport , Gwent, NP19 4RQ ST330857 | 7159 |  |  |  | No | No | Yes |  | Yes | [9 empty] | Yes | N/A | 1
UKPR05 | T-4 | Capacity Auction | 2019 | UK Power Reserve Limited |  | South Cornelly Power Station | Distribution | Non CMRS | Existing Generating CMU |  | Prequalified | Opt-In | N/A | 1 |  |  |  |  | 0 |  | 10.063 |  |  | 9.513 |  |  |  | 9.514 |  |  | The CMU will be formed of multiple individual generating units controlled centrally and exporting to the distribution system. South Cornelly Trading Estate, Porthcawl Road, Bridgend, CF33 4RE SS821800 | 2100040067477 |  |  |  | No | No | Yes | Metering Option (a) | No |  |  | No | [6 empty] | No | N/A | 1
UKPR06 | T-4 | Capacity Auction | 2019 | UK Power Reserve Limited |  | Styal Road Power Station | Distribution | Non CMRS | Existing Generating CMU |  | Prequalified | Opt-In | N/A | 1 |  |  |  |  | 0 |  | 10.53 |  |  | 9.955 |  |  |  | 9.955 |  |  | The CMU will be formed of multiple individual generating units controlled centrally and exporting to the distribution system. Gate Lodge, Boundary Farm, Styal Road, Wythenshawe, Manchester, M22 5YA SJ835848 | 1620000992891 |  |  |  | No | No | Yes | Metering Option (a) | No |  |  | No | [6 empty] | No | N/A | 1
UKPR07 | T-4 | Capacity Auction | 2019 | UK Power Reserve Limited |  | Humber Power Station | Distribution | Non CMRS | Existing Generating CMU |  | Prequalified | Opt-In | N/A | 1 |  |  |  |  | 0 |  | 4 |  |  | 3.782 |  |  |  | 3.782 |  |  | The CMU will be formed of multiple individual generating units controlled centrally and exporting to the distribution system. Poole Bank Nurseries , Common Lane, Welton, Hull, HU15 1UT SE959266 | 2300000535750 |  |  |  | No | No | Yes | Metering Option (a) | Yes |  |  | No | [6 empty] | Yes | N/A | 1
UKPR08 | T-4 | Capacity Auction | 2019 | UK Power Reserve Limited |  | Cantelo Power Station | Distribution | Non CMRS | Existing Generating CMU |  | Prequalified | Opt-In | N/A | 1 |  |  |  |  | 0 |  | 9.7 |  |  | 9.17 |  |  |  | 9.17 |  |  | The CMU will be formed of multiple individual generating units controlled centrally and exporting to the distribution system. Cantelo Reception, UK Power Reserve Ltd, Bradon Farm, Isle Abbots, Taunton, Somerset. TA3 6RX ST362198 | 220032168616 |  |  |  | No | No | Yes | Metering Option (a) | Yes |  |  | No | [6 empty] | Yes | N/A | 1
UKPR09 | T-4 | Capacity Auction | 2019 | UK Power Reserve Limited |  | Watson Street Power Station | Distribution | Non CMRS | Existing Generating CMU |  | Prequalified | Opt-In | N/A | 1 |  |  |  |  | 0 |  | 10.035 |  |  | 9.487 |  |  |  | 9.487 |  |  | The CMU will be formed of multiple individual generating units controlled centrally and exporting to the distribution system. Watson Street Power Station, Burtonhead Road, St Helens, WA9 5EA SJ510946 | 1399999999998 / 1399999999999 |  |  |  | No | No | No | Metering Option (b) | No | Yes | Used for site settlement |  |  | Yes |  | All metering is code compliant | Yes |  | Yes | N/A | 1
UKPR10 | T-4 | Capacity Auction | 2019 | UK Power Reserve Limited |  | Cowley Hill Power Station | Distribution | Non CMRS | Existing Generating CMU |  | Prequalified | Opt-In | N/A | 1 |  |  |  |  | 0 |  | 9.145 |  |  | 8.646 |  |  |  | 8.646 |  |  | The CMU will be formed of multiple individual generating units controlled centrally and exporting to the distribution system. Cowley Hill Works Boilerhouse, Albert Street, St Helens, WA10 2RZ SJ510967 | 1366666666665 / 1366666666666 |  |  |  | No | No | No | Metering Option (b) | No | Yes | Used for site settlement |  |  | Yes |  | All metering is code compliant | Yes |  | Yes | N/A | 1
UKPR11 | T-4 | Capacity Auction | 2019 | UK Power Reserve Limited |  | Greengate Power Station | Distribution | Non CMRS | Existing Generating CMU |  | Prequalified | Opt-In | N/A | 1 |  |  |  |  | 0 |  | 7.933 |  |  | 7.5 |  |  |  | 9.309 |  |  | The CMU will be formed of multiple individual generating units controlled centrally and exporting to the distribution system. Greengate Works Power Station, Sutton Heath Road or Burtonhead Road, St Helens, WA9 5DS SJ510944 | 1388888888887 / 1388888888888 |  |  |  | No | No | No | Metering Option (b) | No | Yes | Used for site settlement |  |  | Yes |  | All metering is code compliant | Yes |  | Yes | N/A | 1
UKPR12 | T-4 | Capacity Auction | 2019 | UK Power Reserve Limited |  | Asfordby 1 Power Station | Distribution | Non CMRS | Refurbishing Generating CMU |  | Prequalified | Opt-In | N/A | 15 |  |  |  |  | 0 |  | 20 |  |  |  |  | 18.908 | Refurbishing CM Unit only |  |  | 18.908 | The CMU will be formed of multiple individual reciprocating generating units controlled centrally and exporting to the distribution system. Zone P, Asfordby Business Park, Welby Road, Melton Mowbray, Leicestershire, LE14 3JL SK725206 | 1160001479030 |  |  |  | Pre-Refurb: N/A Post-Refurb: Yes | Pre-Refurb: N/A Post-Refurb: N/A | Pre-Refurb: N/A Post-Refurb: N/A | Pre-Refurb: N/A Post-Refurb: N/A | Pre-Refurb: N/A Post-Refurb: N/A | Pre-Refurb: N/A Post-Refurb: N/A | Pre-Refurb: N/A Post-Refurb: N/A | Pre-Refurb: N/A Post-Refurb: N/A | Pre-Refurb: N/A Post-Refurb: N/A | Pre-Refurb: N/A Post-Refurb: N/A | Pre-Refurb: N/A Post-Refurb: N/A | Pre-Refurb: N/A Post-Refurb: N/A | Pre-Refurb: N/A Post-Refurb: N/A | Pre-Refurb: N/A Post-Refurb: N/A | Pre-Refurb: N/A Post-Refurb: Deferred | Pre-Refurb: Not Found/Submitted Post-Refurb: Yes | 15 | Refurbishing CM Unit only
UKPR12 - Component | [30 empty] | The CMU will be formed of multiple individual reciprocating generating units controlled centrally and exporting to the distribution system. Zone P, Asfordby Business Park, Welby Road, Melton Mowbray, Leicestershire, LE14 3JL SK725206 | 1160001479030
UKPR14 | T-4 | Capacity Auction | 2019 | UK Power Reserve Limited |  | Monckton Road Power Station | Distribution | Non CMRS | Refurbishing Generating CMU |  | Prequalified | Opt-In | N/A | 15 |  |  |  |  | 0 |  | 20 |  |  |  |  | 18.908 | Refurbishing CM Unit only |  |  | 18.908 | The CMU will be formed of multiple individual generating units controlled centrally and exporting to the distribution system. Monkton Road, Wakefield, Yorkshire, WF2 7AL SE324189 | 2394000079398 |  |  |  | Pre-Refurb: N/A Post-Refurb: Yes | Pre-Refurb: N/A Post-Refurb: N/A | Pre-Refurb: N/A Post-Refurb: N/A | Pre-Refurb: N/A Post-Refurb: N/A | Pre-Refurb: N/A Post-Refurb: N/A | Pre-Refurb: N/A Post-Refurb: N/A | Pre-Refurb: N/A Post-Refurb: N/A | Pre-Refurb: N/A Post-Refurb: N/A | Pre-Refurb: N/A Post-Refurb: N/A | Pre-Refurb: N/A Post-Refurb: N/A | Pre-Refurb: N/A Post-Refurb: N/A | Pre-Refurb: N/A Post-Refurb: N/A | Pre-Refurb: N/A Post-Refurb: N/A | Pre-Refurb: N/A Post-Refurb: N/A | Pre-Refurb: N/A Post-Refurb: Deferred | Pre-Refurb: Not Found/Submitted Post-Refurb: Yes | 15 | Refurbishing CM Unit only
UKPR14 - Component | [30 empty] | The CMU will be formed of multiple individual reciprocating generating units controlled centrally and exporting to the distribution system. Monkton Road, Wakefield, Yorkshire, WF2 7AL SE324189 | 2394000079398
UKPR15 | T-4 | Capacity Auction | 2019 | UK Power Reserve Limited |  | Trumfleet Power Station | Distribution | Non CMRS | Refurbishing Generating CMU |  | Prequalified | Opt-In | N/A | 15 |  |  |  |  | 0 |  | 20 |  |  |  |  | 18.908 | Refurbishing CM Unit only |  |  | 18.908 | The CMU will be formed of multiple individual generating units controlled centrally and exporting to the distribution system. Trumfleet Generation Site, Marsh Lane, Trumfleet, Doncaster. DN6 0DU SE605119 | 2300000443825 |  |  |  | Pre-Refurb: N/A Post-Refurb: Yes | Pre-Refurb: N/A Post-Refurb: N/A | Pre-Refurb: N/A Post-Refurb: N/A | Pre-Refurb: N/A Post-Refurb: N/A | Pre-Refurb: N/A Post-Refurb: N/A | Pre-Refurb: N/A Post-Refurb: N/A | Pre-Refurb: N/A Post-Refurb: N/A | Pre-Refurb: N/A Post-Refurb: N/A | Pre-Refurb: N/A Post-Refurb: N/A | Pre-Refurb: N/A Post-Refurb: N/A | Pre-Refurb: N/A Post-Refurb: N/A | Pre-Refurb: N/A Post-Refurb: N/A | Pre-Refurb: N/A Post-Refurb: N/A | Pre-Refurb: N/A Post-Refurb: N/A | Pre-Refurb: N/A Post-Refurb: Deferred | Pre-Refurb: Not Found/Submitted Post-Refurb: Yes | 15 | Refurbishing CM Unit only
UKPR15 - Component | [30 empty] | The CMU will be formed of multiple individual reciprocating generating units controlled centrally and exporting to the distribution system. Trumfleet Generation Site, Marsh Lane, Trumfleet, Doncaster. DN6 0DU SE605119 | 2300000443825
UKSR01 | T-4 | Capacity Auction | 2019 | UK Strategic Reserve Limited |  | Arenson Power Station | Distribution | Non CMRS | New Build Generating CMU |  | Not Prequalified | Opt-In | N/A | 15 |  |  | Yes |  | 0 | Yes | 20 |  |  | 18.908 |  |  |  | 18.908 |  |  | The CMU will be formed of multiple individual generating units controlled centrally and exporting to the distribution system. Arenson Way, Dunstable, LU5 5BN TL020227 | N/A |  |  |  | Yes | [13 empty] | Deferred | No | #N/A
UKSR02 | T-4 | Capacity Auction | 2019 | UK Strategic Reserve Limited |  | Dobson Park Power Station | Distribution | Non CMRS | New Build Generating CMU |  | Not Prequalified | Opt-In | N/A | 15 |  |  | Yes |  | 0 | Yes | 20 |  |  | 18.908 |  |  |  | 18.908 |  |  | The CMU will be formed of multiple individual generating units controlled centrally and exporting to the distribution system. Dobson Park, WN2 2DY SD600050 | N/A |  |  |  | Yes | [13 empty] | Deferred | No | #N/A
UKSR03 | T-4 | Capacity Auction | 2019 | UK Strategic Reserve Limited |  | Waddon Power Station | Distribution | Non CMRS | New Build Generating CMU |  | Not Prequalified | Opt-In | N/A | 15 |  |  | Yes |  | 0 | Yes | 20 |  |  | 18.908 |  |  |  | 18.908 |  |  | The CMU will be formed of multiple individual generating units controlled centrally and exporting to the distribution system. Factory Lane, Croydon, CR0 3RZ TQ310659 | N/A |  |  |  | Yes | [13 empty] | Deferred | No | #N/A
UKSR04 | T-4 | Capacity Auction | 2019 | UK Strategic Reserve Limited |  | Faraday Power Station | Distribution | Non CMRS | New Build Generating CMU |  | Not Prequalified | Opt-In | N/A | 15 |  |  | Yes |  | 0 |  | 20 |  |  | 18.908 |  |  |  | 18.908 |  |  | The CMU will be formed of multiple individual generating units controlled centrally and exporting to the distribution system. Faraday Avenue, B46 1TT SP198921 | N/A |  |  |  | Yes | [13 empty] | Deferred | No | #N/A
UKSR05 | T-4 | Capacity Auction | 2019 | UK Strategic Reserve Limited |  | Frog Island Power Station | Distribution | Non CMRS | New Build Generating CMU |  | Not Prequalified | Opt-In | N/A | 15 |  |  | Yes |  | 0 | Yes | 20 |  |  | 18.908 |  |  |  | 18.908 |  |  | The CMU will be formed of multiple individual generating units controlled centrally and exporting to the distribution system. Frog Island, RM13 8EN TQ512808 | N/A |  |  |  | Yes | [13 empty] | Deferred | No | 0
UKSR06 | T-4 | Capacity Auction | 2019 | UK Strategic Reserve Limited |  | Southam Power Station | Distribution | Non CMRS | New Build Generating CMU |  | Not Prequalified | Opt-In | N/A | 15 |  |  | Yes |  | 0 | Yes | 20 |  |  | 18.908 |  |  |  | 18.908 |  |  | The CMU will be formed of multiple individual generating units controlled centrally and exporting to the distribution system. Holywell Business Park, CV47 0FG SP410612 | N/A |  |  |  | Yes | [13 empty] | Deferred | No | #N/A
UKSR07 | T-4 | Capacity Auction | 2019 | UK Strategic Reserve Limited |  | Frimley Power Station | Distribution | Non CMRS | New Build Generating CMU |  | Not Prequalified | Opt-In | N/A | 15 |  |  | Yes |  | 0 | Yes | 20 |  |  | 18.908 |  |  |  | 18.908 |  |  | The CMU will be formed of multiple individual generating units controlled centrally and exporting to the distribution system. Kier Park, GU16 7EX SU871580 | N/A |  |  |  | Yes | [13 empty] | Deferred | No | #N/A
UKSR08 | T-4 | Capacity Auction | 2019 | UK Strategic Reserve Limited |  | Moorgate Power Station | Distribution | Non CMRS | New Build Generating CMU |  | Not Prequalified | Opt-In | N/A | 15 |  |  | Yes |  | 0 | Yes | 8 |  |  | 7.563 |  |  |  | 7.563 |  |  | The CMU will be formed of multiple individual generating units controlled centrally and exporting to the distribution system. Moorgate Point, L33 7XW SJ429977 | N/A |  |  |  | Yes | [13 empty] | Deferred | No | 15
UKSR09 | T-4 | Capacity Auction | 2019 | UK Strategic Reserve Limited |  | Queenborough Power Station | Distribution | Non CMRS | New Build Generating CMU |  | Not Prequalified | Opt-In | N/A | 15 |  |  | Yes |  | 0 | Yes | 20 |  |  | 18.908 |  |  |  | 18.908 |  |  | The CMU will be formed of multiple individual generating units controlled centrally and exporting to the distribution system. Land off Newlands Road, Wentloog, Cardiff, CF3 2EF ST237794 | N/A |  |  |  | Yes | [13 empty] | Deferred | No | 15
UKSR10 | T-4 | Capacity Auction | 2019 | UK Strategic Reserve Limited |  | Gravesend Power Station | Distribution | Non CMRS | New Build Generating CMU |  | Prequalified | Opt-In | N/A | 15 |  |  | Yes |  | 94540 |  | 20 |  |  | 18.908 |  |  |  | 18.908 |  |  | The CMU will be formed of multiple individual generating units controlled centrally and exporting to the distribution system. Land to the west of Hermitage Lane, Stoke Trading Estate, Mansfield, NG18 5DN SK524597 | N/A |  |  |  | Yes | [13 empty] | Deferred | Yes | 15
UKSR11 | T-4 | Capacity Auction | 2019 | UK Strategic Reserve Limited |  | Rhymney Power Station | Distribution | Non CMRS | New Build Generating CMU |  | Prequalified | Opt-In | N/A | 15 |  |  | Yes |  | 94540 |  | 20 |  |  | 18.908 |  |  |  | 18.908 |  |  | The CMU will be formed of multiple individual generating units controlled centrally and exporting to the distribution system. Capital Valley Eco Park, NP22 5PT SO112071 | N/A |  |  |  | Yes | [13 empty] | Deferred | Yes | 15
UKSR12 | T-4 | Capacity Auction | 2019 | UK Strategic Reserve Limited |  | Wildmill Power Station | Distribution | Non CMRS | New Build Generating CMU |  | Prequalified | Opt-In | N/A | 15 |  |  |  |  | 0 |  | 20 |  |  | 18.908 |  |  |  | 18.908 |  |  | The CMU will be formed of multiple individual generating units controlled centrally and exporting to the distribution system. Land to the north of Beaufort Road, Cavendish Wharf, Merseyside, CH41 1HQ SJ299909 | N/A |  |  |  | Yes | [13 empty] | Deferred | Yes | 15
UKSR13 | T-4 | Capacity Auction | 2019 | UK Strategic Reserve Limited |  | Ellesmere Port Power Station | Distribution | Non CMRS | New Build Generating CMU |  | Not Prequalified | Opt-In | N/A | 15 |  |  | Yes |  | 0 | Yes | 20 |  |  | 18.908 |  |  |  | 18.908 |  |  | The CMU will be formed of multiple individual generating units controlled centrally and exporting to the distribution system. Vauxhall (North Road) CH65 2JF SJ383790 | N/A |  |  |  | Yes | [13 empty] | Deferred | No | 15
UKSR14 | T-4 | Capacity Auction | 2019 | UK Strategic Reserve Limited |  | Blackwood Power Station | Distribution | Non CMRS | New Build Generating CMU |  | Not Prequalified | Opt-In | N/A | 15 |  |  |  |  | 0 | Yes | 20 |  |  | 18.908 |  |  |  | 18.908 |  |  | The CMU will be formed of multiple individual generating units controlled centrally and exporting to the distribution system. (Newbridge Road) Pontllanfraith, Blackwood, NP12 2XF ST187962 | N/A |  |  |  | Yes | [13 empty] | Deferred | No | #N/A
UKSR15 | T-4 | Capacity Auction | 2019 | UK Strategic Reserve Limited |  | Paignton Power Station | Distribution | Non CMRS | New Build Generating CMU |  | Not Prequalified | Opt-In | N/A | 15 |  |  |  |  | 0 | Yes | 20 |  |  | 18.908 |  |  |  | 18.908 |  |  | The CMU will be formed of multiple individual generating units controlled centrally and exporting to the distribution system. Alders Way, TQ4 7QL SX869593 | N/A |  |  |  | Yes | [13 empty] | Deferred | No | #N/A
UKSR16 | T-4 | Capacity Auction | 2019 | UK Strategic Reserve Limited |  | Bridgend Power Station | Distribution | Non CMRS | New Build Generating CMU |  | Prequalified | Opt-In | N/A | 15 |  |  |  |  | 0 |  | 20 |  |  | 18.908 |  |  |  | 18.908 |  |  | The CMU will be formed of multiple individual generating units controlled centrally and exporting to the distribution system. Stanlow Oil Refinery, Oil Sites Road, Ellesmere Port, Cheshire, CH65 4EY SJ418763 | N/A |  |  |  | Yes | [13 empty] | Deferred | Yes | 15
UKSR17 | T-4 | Capacity Auction | 2019 | UK Strategic Reserve Limited |  | Ilkeston Power Station | Distribution | Non CMRS | New Build Generating CMU |  | Not Prequalified | Opt-In | N/A | 15 |  |  | Yes |  | 0 | Yes | 20 |  |  | 18.908 |  |  |  | 18.908 |  |  | The CMU will be formed of multiple individual generating units controlled centrally and exporting to the distribution system. Crompton Road, DE7 4BG SK478392 | N/A |  |  |  | Yes | [13 empty] | Deferred | No | 15
UKSR18 | T-4 | Capacity Auction | 2019 | UK Strategic Reserve Limited |  | Leigh Power Station | Distribution | Non CMRS | New Build Generating CMU |  | Prequalified | Opt-In | N/A | 15 |  |  |  |  | 0 |  | 20 |  |  | 18.908 |  |  |  | 18.908 |  |  | The CMU will be formed of multiple individual generating units controlled centrally and exporting to the distribution system. Land to the north of Nottingham Road, Long Eaton, NG10 2AA SK493339 | N/A |  |  |  | Yes | [13 empty] | Deferred | Yes | 15
UKSR19 | T-4 | Capacity Auction | 2019 | UK Strategic Reserve Limited |  | Waterston Power Station | Distribution | Non CMRS | New Build Generating CMU |  | Not Prequalified | Opt-In | N/A | 15 |  |  | Yes |  | 0 | Yes | 20 |  |  | 18.908 |  |  |  | 18.908 |  |  | The CMU will be formed of multiple individual generating units controlled centrally and exporting to the distribution system. Haven Waterway SA73 1DR SM936055 | N/A |  |  |  | Yes | [13 empty] | Deferred | No | #N/A
UKSR20 | T-4 | Capacity Auction | 2019 | UK Strategic Reserve Limited |  | Lodge West Power Station | Distribution | Non CMRS | New Build Generating CMU |  | Prequalified | Opt-In | N/A | 15 |  |  |  |  | 0 |  | 20 |  |  | 18.908 |  |  |  | 18.908 |  |  | The CMU will be formed of multiple individual generating units controlled centrally and exporting to the distribution system. Land to the east of Marl Road, Knowsley, Kirkby, L33 7UH SJ428991 | N/A |  |  |  | Yes | [13 empty] | Deferred | Yes | 15
UKSR21 | T-4 | Capacity Auction | 2019 | UK Strategic Reserve Limited |  | Portsmouth Power Station | Distribution | Non CMRS | New Build Generating CMU |  | Not Prequalified | Opt-In | N/A | 15 |  |  | Yes |  | 0 | Yes | 20 |  |  | 18.908 |  |  |  | 18.908 |  |  | The CMU will be formed of multiple individual generating units controlled centrally and exporting to the distribution system. Edward Works, Llandarcy, SA10 6JY SS725948 | N/A |  |  |  | Yes | [13 empty] | Deferred | No | 15
UKSR22 | T-4 | Capacity Auction | 2019 | UK Strategic Reserve Limited |  | Lodge East Power Station | Distribution | Non CMRS | New Build Generating CMU |  | Not Prequalified | Opt-In | N/A | 15 |  |  | Yes |  | 0 | Yes | 20 |  |  | 18.908 |  |  |  | 18.908 |  |  | The CMU will be formed of multiple individual generating units controlled centrally and exporting to the distribution system. Land to the north of Thelwall Lane, Warrington, WA4 1PD SJ642875 | N/A |  |  |  | Yes | [13 empty] | Deferred | No | 15
UKSR23 | T-4 | Capacity Auction | 2019 | UK Strategic Reserve Limited |  | Cadishead Power Station | Distribution | Non CMRS | New Build Generating CMU |  | Prequalified | Opt-In | N/A | 15 |  |  |  |  | 0 |  | 20 |  |  | 18.908 |  |  |  | 18.908 |  |  | The CMU will be formed of multiple individual generating units controlled centrally and exporting to the distribution system. Martens Road, M44 5LF SJ714922 | N/A |  |  |  | Yes | [13 empty] | Deferred | Yes | 15
UKSR24 | T-4 | Capacity Auction | 2019 | UK Strategic Reserve Limited |  | Swansea Power Station | Distribution | Non CMRS | New Build Generating CMU |  | Prequalified | Opt-In | N/A | 15 |  |  | Yes |  | 94540 |  | 20 |  |  | 18.908 |  |  |  | 18.908 |  |  | The CMU will be formed of multiple individual generating units controlled centrally and exporting to the distribution system. Gateway, Southgate, White Lund, Lancaster. LA3 3PB SD448627 | N/A |  |  |  | Yes | [13 empty] | Deferred | Yes | 15
UKSR25 | T-4 | Capacity Auction | 2019 | UK Strategic Reserve Limited |  | Bristol Power Station | Distribution | Non CMRS | New Build Generating CMU |  | Prequalified | Opt-In | N/A | 15 |  |  |  |  | 0 |  | 20 |  |  | 18.908 |  |  |  | 18.908 |  |  | The CMU will be formed of multiple individual generating units controlled centrally and exporting to the distribution system. Axis Point, Eastman Way, Hemel Hempstead, Hertfordshire, HP2 7FN TL073090 | N/A |  |  |  | Yes | [13 empty] | Deferred | Yes | 15
UKSR26 | T-4 | Capacity Auction | 2019 | UK Strategic Reserve Limited |  | Thurrock Power Station | Distribution | Non CMRS | New Build Generating CMU |  | Prequalified | Opt-In | N/A | 15 |  |  |  |  | 0 |  | 20 |  |  | 18.908 |  |  |  | 18.908 |  |  | The CMU will be formed of multiple individual generating units controlled centrally and exporting to the distribution system. Oliver Close RM20 3EE TQ575772 | N/A |  |  |  | Yes | [13 empty] | Deferred | Yes | 15
UKSR27 | T-4 | Capacity Auction | 2019 | UK Strategic Reserve Limited |  | Cardiff Seawall Power Station | Distribution | Non CMRS | New Build Generating CMU |  | Prequalified | Opt-In | N/A | 15 |  |  | Yes |  | 94540 |  | 20 |  |  | 18.908 |  |  |  | 18.908 |  |  | The CMU will be formed of multiple individual generating units controlled centrally and exporting to the distribution system. Seawall Road CF24 5PH ST206764 | N/A |  |  |  | Yes | [13 empty] | Deferred | Yes | 15
UKSR28 | T-4 | Capacity Auction | 2019 | UK Strategic Reserve Limited |  | Asfordby 3 Power Station | Distribution | Non CMRS | New Build Generating CMU |  | Prequalified | Opt-In | N/A | 15 |  |  |  |  | 0 |  | 20 |  |  | 18.908 |  |  |  | 18.908 |  |  | The CMU will be formed of multiple individual generating units controlled centrally and exporting to the distribution system. Astmoor Industrial Estate, Arkwright Road, Runcorn, Halton, WA7 1NU ST237794 | N/A |  |  |  | Yes | [13 empty] | Deferred | Yes | 15
VELCM1 | T-4 | Capacity Auction | 2019 | Vogen Energy Limited |  | Newport Dock 1 | Distribution | Non CMRS | New Build Generating CMU |  | Not Prequalified | Opt-In | N/A | 15 |  | Yes |  |  | 0 | Yes | 20 |  |  | 18.908 |  |  |  | 18.908 |  |  | We have agreed with the Local Planning Authority that we will undertake a partial implementation of our original extant consent and this will be a 20MW gas fired power station consisting of 6 gas fired reciprocating engines without heat recovery located on brownfield land in the Port of Newport. We will be connecting into the local electric and gas distribution networks. Alexandra Docks Westway Road Newport Gwent south Wales NP20 2NQ (nearest) ST 312847 | N/A |  |  |  | Yes | [13 empty] | Deferred | No | #N/A
VKING1 | T-4 | Capacity Auction | 2019 | Rolls-Royce Power Development Limited |  | Viking Power | Distribution | Non CMRS | Existing Generating CMU |  | Prequalified | Opt-In | N/A | 1 |  |  |  |  | 0 |  | 51.512 |  |  | 48.699 |  |  |  | 47.27 |  |  | The auxiliary load is minimal (1MW) and have been removed from the metering assessment when calculating the maximum generating output Adjacent to Seal Sand Bulk Storage Facility, Seal Sands, Stockton-on-Tees, Cleveland, TS2 1UB NZ5175423899 | 1594000000047 |  |  |  | No | No | Yes | Metering Option (a) | No |  |  | No | [6 empty] | No | N/A | 1
VWMcar | T-4 | Capacity Auction | 2019 | Viridor Waste Management Limited |  | Cardiff EfW | Distribution | CMRS | New Build Generating CMU |  | Rejected | Opt-In | N/A | [5 empty] | 0 |  | 31.43 |  |  | 27.614 |  |  |  | 27.614 |  |  | VWMcar is an Energy Recovery Facility (ERF) which can generate up to 35MW of power, although is currently constrained by a grid connection of 31.43MW (at export meter point). Trident Park EfW, Glass Avenue, Cardiff, CF24 5JQ - Energy from Waste Facility ST198754: 32030 Easting, 17530 Northing | 2100041142381 |  |  |  | Yes | [13 empty] | Deferred | No | #N/A
VWMexe | T-4 | Capacity Auction | 2019 | Viridor Waste Management Limited |  | Exeter EfW | Distribution | CMRS | New Build Generating CMU |  | Rejected | Opt-In | N/A | [5 empty] | 0 |  | 3.5 |  |  | 3.075 |  |  |  | 3.075 |  |  | Energy from Waste Facility which exports at between 3MW and 3.5MW subject to calorific value of waste and biogenic content. Grace Road South, Exeter, EX2 8QE - Energy from Waste Facility SX926904: 292619 Easting, 90472 Northing | 2200042259527 |  |  |  | Yes | [13 empty] | Deferred | No | #N/A
water1 | T-4 | Capacity Auction | 2019 | Waterswallows Energy Limited |  | water1 | Distribution | Non CMRS | New Build Generating CMU |  | Prequalified | Opt-In | N/A | 15 |  | Yes | Yes |  | 70000 |  | 14.808 |  |  | 14 |  |  |  | 13.999 |  |  | 2.115mw diesel/ and or gas dual fuel reciprocating engine Waterswallows Road Buxton Derbyshire SK17 UK SK081750 | n/a |  |  |  | Yes | [13 empty] | Deferred | Yes | 15
water1 - Component | [30 empty] | 2.115mw diesel and/or gas dual fuel reciprocating engine Waterswallows Road Buxton Derbyshire SK17 UK SK081750 | n/a
water1 - Component | [30 empty] | 2.115MW Diesel and/or dual fuel reciprocating engine Waterswallows Road Buxton Derbyshire SK17 UK SK081750 | n/a
water1 - Component | [30 empty] | 2.115MW Diesel and/or gas dual fuel reciprocating engine Waterswallows Road Buxton Derbyshire SK17 UK SK081750 | n/a
water1 - Component | [30 empty] | 2.116MW Diesel and / or gas dual fuel reciprocating engine Waterswallows Road Buxton Derbyshire SK17 UK SK081750 | n/a
water1 - Component | [30 empty] | 2.116MW diesel and/ or gas dual fuel reciprocating engine Waterswallows Road Buxton Derbyshire SK17 UK SK081750 | n/a
water1 - Component | [30 empty] | 2.116MW Diesel and/or gas dual fuel reciprocating engine Waterswallows Road Buxton Derbyshire SK17 UK SK081750 | n/a
WaterB | T-4 | Capacity Auction | 2019 | New Power Generation N02 Limited |  | Water Lane B | Distribution | Non CMRS | New Build Generating CMU |  | Prequalified | Opt-In | N/A | 15 |  |  |  |  | 0 |  | 20.43 |  |  | 19.315 |  |  |  | 19.315 |  |  | Gas fired reciprocating engines Water Lane, Exeter, EX2 8QN SX825908 | NA |  |  |  | Yes | [13 empty] | Deferred | Yes | 15
WBUGT1 | T-4 | Capacity Auction | 2019 | EDF Energy plc |  | West Burton A Power Station Gas Turbine CMU 1 | Transmission | CMRS | Existing Generating CMU |  | Prequalified | Opt-In | N/A | 1 |  |  |  |  | 0 |  | 19.485 |  |  | 18.421 |  |  |  | 18.421 |  |  | West Burton A Power Station Gas Turbine CMU 1 West Burton A Power Station, West Burton, Retford, Nottinghamshire, DN22 9BL SK 792 855 | 4007 |  |  |  | No |  |  |  | No | [9 empty] | No | N/A | 1
WBUGT4 | T-4 | Capacity Auction | 2019 | EDF Energy plc |  | West Burton A Power Station Gas Turbine CMU 4 | Transmission | CMRS | Existing Generating CMU |  | Prequalified | Opt-In | N/A | 1 |  |  |  |  | 0 |  | 20 |  |  | 18.908 |  |  |  | 18.908 |  |  | West Burton A Power Station Gas Turbine CMU 4 West Burton A Power Station, West Burton, Retford, Nottinghamshire, DN22 9BL SK 792 855 | 4009 |  |  |  | No |  |  |  | No | [9 empty] | No | N/A | 1
WBUPS3 | T-4 | Capacity Auction | 2019 | EDF Energy plc |  | West Burton A Power Station CMU3 | Transmission | CMRS | Existing Generating CMU |  | Prequalified | Opt-In | N/A | 1 |  |  |  |  | 0 |  | 493.001 |  |  | 433.151 |  |  |  | 433.151 |  |  | West Burton A Power Station Unit 3 West Burton A Power Station, West Burton, Retford, Nottinghamshire, DN22 9BL SK 792 855 | 4008, 4010 |  |  |  | No |  |  |  | No | [9 empty] | No | N/A | 1
WBURB1 | T-4 | Capacity Auction | 2019 | EDF Energy plc |  | West Burton B Power Station CMU 1 | Transmission | CMRS | Existing Generating CMU |  | Prequalified | Opt-In | N/A | 1 |  |  |  |  | 0 |  | 461.5 |  |  | 410.735 |  |  |  | 410.735 |  |  | West Burton B Power Station CMU 1 West Burton B Power Station, West Burton, Retford, Nottinghamshire, DN22 9BL SK 801 859 | 7229 |  |  |  | No |  |  |  | No | [9 empty] | No | N/A | 1
WBURB2 | T-4 | Capacity Auction | 2019 | EDF Energy plc |  | West Burton B Power Station CMU 2 | Transmission | CMRS | Existing Generating CMU |  | Prequalified | Opt-In | N/A | 1 |  |  |  |  | 0 |  | 461.5 |  |  | 410.735 |  |  |  | 410.735 |  |  | West Burton B Power Station CMU 2 West Burton B Power Station, West Burton, Retford, Nottinghamshire, DN22 9BL SK 801 859 | 7229 |  |  |  | No |  |  |  | No | [9 empty] | No | N/A | 1
WBURB3 | T-4 | Capacity Auction | 2019 | EDF Energy plc |  | West Burton B Power Station CMU 3 | Transmission | CMRS | Existing Generating CMU |  | Prequalified | Opt-In | N/A | 1 |  |  |  |  | 0 |  | 461.5 |  |  | 410.735 |  |  |  | 410.735 |  |  | West Burton B Power Station CMU 3 West Burton B Power Station, West Burton, Retford, Nottinghamshire, DN22 9BL SK 801 859 | 7229 |  |  |  | No |  |  |  | No | [9 empty] | No | N/A | 1
WEDNES | T-4 | Capacity Auction | 2019 | Wednesbury Power Ltd |  | Wednesbury Power | Distribution | Non CMRS | New Build Generating CMU |  | Prequalified | Opt-In | N/A | 15 |  | Yes |  |  | 98890 |  | 20.92 |  |  | 19.778 |  |  |  | 19.778 |  |  | A generating station consisting of multiple reciprocating engines and alternators located on a single site. Voltage to be transformed where appropriate for export. Protheroe Industrial Estate, Bilport Lane, Wednesbury, West Midlands WS10 0NT SO982937 | N/A |  |  |  | Yes | [13 empty] | Deferred | Yes | 15
WHAR01 | T-4 | Capacity Auction | 2019 | Wharf Power Limited |  | Wharf Power | Distribution | Non CMRS | New Build Generating CMU |  | Not Prequalified | Opt-In | N/A | 15 |  | Yes | Yes |  | 0 | Yes | 16 |  |  | 15.126 |  |  |  | 15.126 |  |  | 16 MW power plant comprising 8 x 2MW gas reciprocating engines Mersey Wharf Business Park, Dock Road South, Bromborough Pool, Wirral, Merseyside, CH62 4SU 335384 | N/A |  |  |  | Yes | [13 empty] | Deferred | No | 15
WILSTO | T-4 | Capacity Auction | 2019 | Green Frog Power Limited |  | Willoughby | Distribution | Non CMRS | Existing Generating CMU |  | Prequalified | Opt-In | N/A | 1 |  |  |  |  | 0 |  | 20 |  |  | 18.908 |  |  |  | 18.908 |  |  | Reciprocating engines West Thorpe, Willoughby on the Wolds, LE12 6TD SK626257 | 1170000146680 |  |  |  | No | No | Yes | Metering Option (c) | No | Yes | settlement |  |  | Yes |  | COP2 | Yes |  | Yes | N/A | 1
WINCHP | T-4 | Capacity Auction | 2019 | Winnington CHP Limited |  | WINCHP | Distribution | Non CMRS | Refurbishing Generating CMU |  | Prequalified | Opt-In | N/A | 1 |  |  |  |  | 0 |  | 93.325 |  |  |  | 85.749 | 85.749 | Refurbishing and Existing CM Unit |  | 123.1 | 85.749 | Continuously operating, maximum output GE gas turbine driving a 47.020MVA Alstom generator at 0.85 power factor. Winnington CHP Winnington Lane Winnington Northwich Cheshire CW8 4GX SJ 64655 74578 | 1300051694827 |  |  |  | Pre-Refurb: No Post-Refurb: No | Pre-Refurb: No Post-Refurb: No | Pre-Refurb: No Post-Refurb: No | Pre-Refurb: Metering Option (b) Post-Refurb: Metering Option (b) | Pre-Refurb: Yes Post-Refurb: Yes | Pre-Refurb: No Post-Refurb: No | Pre-Refurb: N/A Post-Refurb: N/A | Pre-Refurb: N/A Post-Refurb: N/A | Pre-Refurb: N/A Post-Refurb: N/A | Pre-Refurb: Yes Post-Refurb: Yes | Pre-Refurb: N/A Post-Refurb: N/A | Pre-Refurb: N/A Post-Refurb: N/A | Pre-Refurb: Yes Post-Refurb: Yes | Pre-Refurb: N/A Post-Refurb: N/A | Pre-Refurb: Yes Post-Refurb: Yes | Pre-Refurb: Yes Post-Refurb: Yes | 1 | Refurbishing and Existing CM Unit
WINCHP - Component | [30 empty] | Continuously operating, variable output Alstom back pressure turbine with intermediate and low pressure pass-outs driving a 68.380 MVA Alstom generator at 0.85 power factor. Winnington CHP Winnington Lane Winnington Northwich Cheshire CW8 4GX SJ 64673 74621 | 1300051694827
WINCHP - Component | [30 empty] | Continuously operating, maximum output GE gas turbine driving a 47.020MVA Alstom generator at 0.85 power factor. Winnington CHP Winnington Lane Winnington Northwich Cheshire CW8 4GX SJ 64655 74578 | 1300051694827
WINCHP - Component | [30 empty] | Continuously operating, variable output Man Diesel Turbo single pass-out back pressure turbine driving a 19.300 MVA TD Power Systems generator at 0.85 power factor. Winnington CHP Winnington Lane Winnington Northwich Cheshire CW8 4GX SJ 64673 74621 | 1300051694827
WINCHP - Component | [30 empty] | Continuously operating, maximum output GE gas turbine driving a 47.020 MVA Alstom generator at 0.85 power factor. Winnington CHP Winnington Lane Winnington Northwich Cheshire CW8 4GX SJ 64657 74564 | 1300051694827
WINCHP - Component | [30 empty] | Continuously operating, maximum output GE gas turbine driving a 47.020MVA Alstom generator at 0.85 power factor. Winnington CHP Winnington Lane Winnington Northwich Cheshire CW8 4GX SJ 64655 74578 | 1300051694827
WOLV01 | T-4 | Capacity Auction | 2019 | Wolverhampton Power Limited |  | Wolverhampton Power | Distribution | Non CMRS | New Build Generating CMU |  | Prequalified | Opt-In | N/A | 15 |  | Yes | Yes |  | 75630 |  | 16 |  |  | 15.126 |  |  |  | 15.126 |  |  | 16 MW power plant comprising 8 x 2MW gas reciprocating engines. Cross Street, Wolverhampton, WV1 2HS 393298 | N/A |  |  |  | Yes | [13 empty] | Deferred | Yes | 15
YELLAA | T-4 | Capacity Auction | 2019 | New Power Generation N03 Limited |  | Yelland A | Distribution | Non CMRS | New Build Generating CMU |  | Prequalified | Opt-In | N/A | 15 |  |  |  |  | 0 |  | 9 |  |  | 8.509 |  |  |  | 8.509 |  |  | Reciprocating Engines West Yelland, Yelland, EX31 3HB SS483321 | NA |  |  |  | Yes | [13 empty] | Deferred | Yes | 15
YELLAB | T-4 | Capacity Auction | 2019 | New Power Generation N03 Limited |  | Yelland B | Distribution | Non CMRS | New Build Generating CMU |  | Not Prequalified | Opt-In | N/A | 15 |  |  |  |  | 0 | Yes | 3.75 |  |  | 3.545 |  |  |  | 3.545 |  |  | Reciprocating Engines West Yelland, Yelland, EX31 3HB SS483321 | NA |  |  |  | Yes | [13 empty] | Deferred | No | #N/A