## Register
FALSE | Auction Identifiers |  |  |  | Applicant Data |  |  | CM Unit Data |  |  |  | Pre-qualification Status |  |  | Obligation | Pre-Qualification Conditions | [5 empty] | Connection Capacity Data [MW] |  |  | De-Rated Capacity [MW] |  |  |  | Applicant Anticipated De-Rated Capacity [MW] |  |  | CM Component Data |  | DSR Test Certificate |  |  | Metering Assessment Questions | [13 empty] | Metering Assessment Outcome | Pre-Auction Info |  |  | Post-Auction Information |  | Capacity Agreement Information | [6 empty] | Capacity Agreement Conditions | [7 empty] | Metereing Assessment |  | Termination Fees |  |  |  |  | Penalty Caps |  | Security Interest |  | Termination of Capacity Agreement
| Unique CMU Identifier | Type | Auction | Delivery Year | Name of Applicant | Agent Name | CM Unit Name | Transmission / Distribution | CM Unit Type | CM Unit Category | Storage Facility | Pre-Qualification Decision | Opt Out Status | Opt-Out Reason | Maximum Obligation Period | Unproven DSR | New Build Yet to Satisfy Financial Commitment Milestone | Connection Agreement Deferral Declaration under Rule 3.7.3(b)(iii) | TEC Deferral or Rule 3.6.3(b) | Amount of Credit Cover | Planning Consents Conditions | Connection Capacity / DSR Capacity | Proven DSR Capacity | DSR Bidding Capacity | De-Rated Capacity | Pre-Refurbishing De-Rated Capacity | Post-Refurbishing De-Rated Capacity | Pre-Refurbishing CMU Status | Anticipated De-Rated Capacity | Anticipated Pre-Refurbishing De-Rated Capacity | Anticipated Post-Refurbishing De-Rated Capacity | Location & Description of CMU Components | Meter Point Administration Numbers | Date of Issue of DSR Test Certificate | Certificate No. | DSR Test Method | Defer CMU Metering Assessment For Settlement | Multiple Connections? | Metering Location | Proposed Metering Option? | Other Generation On Site | Meter Used for other Purposes | Please Specify Why Meter is Used For Other Purpose | Metering Dispensation | Please Specify Metering Dispensation Info | Has the Metering System been Commissioned to verify correct operation of the CMU? | Please Specify Why Metering System is not Commissioned | Metering System Accuracy | Are your meters current and/or voltage transformers calibrated to a reference standard? | Please Specify Why Meters Current Voltage transformer is not Calibrated | Metering Test Required | CMU confirmed entry into Auction? | Duration of Capacity Agreement in First Bidding Round | Pre-Refurbishment Bidding Status | Capacity Agreement Awarded | Duration of Capacity Agreement Awarded | Unique Agreement Identifier | Registered Holder | BM Unit ID | Date of Issue of Capacity Agreement | Term of the Capacity Agreement | Delivery Years for which Agreement Valid | Auction Acquired Capacity Obligation (MW) | Subject to meet Financial Commitment Milestone in accordance with Rule 6.6 | Date for Financial Commitment Milestone | Subject to provide a copy of its Connection Agreement in accordance with Rule 8.3.1(a) | Date for provision of deferred Connection Agreement | Subject to a Minimum Completion Requirement | Long-Stop Date for the Minimum Completion Requirement | Subject to provide a copy of its Grid Connection Agreement in accordance with Rule 8.3.1(b) | Date for provision of deferred TEC | Metering Assessment Required | Date by which Metering Assessment must be completed | Termination Fee 1 Rate | Termination Fee 2 Rate | Termination Fee 3 Rate | Termination Fee 4 Rate | Termination Fee 5 Rate | Annual Penalty Cap | Monthly Penalty Cap | Legal Name of any Person with a Security Interest | Nature of the Security Interest | Capacity Agreement has been Terminated | Date of Termination of Capacity Agreement
1 | 001RIS | T-4 | Capacity Auction | 2020 | Energy Store 1 Ltd |  | RISEHOW Energy Store 1 Ltd 4.0 | Distribution | Non CMRS | New Build Generating CMU | Yes | Rejected | Opt-In |  | 0 |  |  |  |  | 0 |  | 0 |  |  | 0 |  |  |  | 3.852 |  |  | Electro-Chemical Battery Energy Storage System (BESS) Land to the south of Edinburgh Rd, Maryport, Cumbria, CA15 8ES. NY034353 | N/A |  |  |  | Yes | [13 empty] | Deferred
2 | 002STA | T-4 | Capacity Auction | 2020 | Energy Store 2 Ltd |  | STAGSTONE Energy Store 2 Ltd 8.0 | Distribution | Non CMRS | New Build Generating CMU | Yes | Rejected | Opt-In |  | 0 |  |  |  |  | 0 |  | 0 |  |  | 0 |  |  |  | 7.703 |  |  | Electro-Chemical Battery Energy Storage System (BESS) Land south of Greengill Head Farm, off Maidenhill Road, Penrith, Cumbria CA11 8SH NY530322 | N/A |  |  |  | Yes | [13 empty] | Deferred
1 | 003WIL | T-4 | Capacity Auction | 2020 | Energy Store 3 Ltd |  | WILLERSEY Energy Store 3 Ltd 1.4 | Distribution | Non CMRS | New Build Generating CMU | Yes | Rejected | Opt-In |  | 0 |  |  |  |  | 0 |  | 0 |  |  | 0 |  |  |  | 1.348 |  |  | Electro-Chemical Battery Energy Storage System (BESS) Land parcel to the North of The Byre, Badsey Lane, Willersey, Gloucestershire, WR11 7HF SP104408 | N/A |  |  |  | Yes | [13 empty] | Deferred
2 | 010NEV | T-4 | Capacity Auction | 2020 | South East Grid Storage One Ltd |  | NEVENDON Energy Store 10 Ltd 10.0 | Distribution | Non CMRS | New Build Generating CMU | Yes | Rejected | Opt-In |  | 0 |  |  |  |  | 0 |  | 0 |  |  | 0 |  |  |  | 9.629 |  |  | Electro-Chemical Battery Energy Storage System (BESS) Stevensons Farm, Arterial Road, Nevendon, Essex, SS14 3JH TQ722913 | N/A | [17 empty] | Deferred
1 | 16PR01 | T-4 | Capacity Auction | 2020 | UK Power Reserve Limited |  | Aberdare Power Station | Distribution | CMRS | Existing Generating CMU |  | Prequalified | Opt-In |  | 1 |  |  |  |  | 0 |  | 10 |  |  | 9.417 |  |  |  | 9.857 |  |  | The CMU will be formed of multiple individual generating units controlled centrally and exporting to the distribution system. Aberaman Industrial Estate (South Bound), Aberaman, Nr Aberdare, Rhondda Cynon Taff, CF44 6DA SO020008 | 7163 |  |  |  | No | No | Yes |  | Yes | [9 empty] | Yes | N/A |  |  | Yes | 1 | CAN-2020-16PR01-001 | UK Power Reserve Limited | E_ABERDARE | 20/01/2017 | 1 | 2020/21 | 9.417 | [10 empty] | £5000 /MW | £25000 /MW | £10000 /MW | £15000 /MW | £35000 /MW | 100% | 200%
2 | 16PR02 | T-4 | Capacity Auction | 2020 | UK Power Reserve Limited |  | Bridgwater Power Station | Distribution | CMRS | Existing Generating CMU |  | Prequalified | Opt-In |  | 1 |  |  |  |  | 0 |  | 10 |  |  | 9.417 |  |  |  | 9.417 |  |  | The CMU will be formed of multiple individual generating units controlled centrally and exporting to the distribution system. The Canalside, Marsh Lane, off Showground Road, Bridgwater, Somerset, TA6 6LQ ST308352 | 7158 |  |  |  | No | No | Yes |  | No | [9 empty] | No | N/A |  |  | Yes | 1 | CAN-2020-16PR02-001 | UK Power Reserve Limited | E_BRIDGWTR | 20/01/2017 | 1 | 2020/21 | 9.417 | [10 empty] | £5000 /MW | £25000 /MW | £10000 /MW | £15000 /MW | £35000 /MW | 100% | 200%
1 | 16PR03 | T-4 | Capacity Auction | 2020 | UK Power Reserve Limited |  | Sevington Power Station | Distribution | CMRS | Existing Generating CMU |  | Prequalified | Opt-In |  | 1 |  |  |  |  | 0 |  | 10 |  |  | 9.417 |  |  |  | 9.914 |  |  | The CMU will be formed of multiple individual generating units controlled centrally and exporting to the distribution system. The Long Barrow, Willesborough, Ashford, Kent. TN24 0GP TR023405 | 7160 |  |  |  | No | No | Yes |  | No | [9 empty] | No | N/A |  |  | Yes | 1 | CAN-2020-16PR03-001 | UK Power Reserve Limited | E_SEVINGTN | 20/01/2017 | 1 | 2020/21 | 9.417 | [10 empty] | £5000 /MW | £25000 /MW | £10000 /MW | £15000 /MW | £35000 /MW | 100% | 200%
2 | 16PR04 | T-4 | Capacity Auction | 2020 | UK Power Reserve Limited |  | Solutia Power Station | Distribution | CMRS | Existing Generating CMU |  | Prequalified | Opt-In |  | 1 |  |  |  |  | 0 |  | 10 |  |  | 9.417 |  |  |  | 9.697 |  |  | The CMU will be formed of multiple individual generating units controlled centrally and exporting to the distribution system. Traston Road, Off Corporation Road, Newport , Gwent, NP19 4RQ ST330857 | 7159 |  |  |  | No | No | Yes |  | Yes | [9 empty] | Yes | N/A |  |  | Yes | 1 | CAN-2020-16PR04-001 | UK Power Reserve Limited | E_SOLUTIA | 20/01/2017 | 1 | 2020/21 | 9.417 | [10 empty] | £5000 /MW | £25000 /MW | £10000 /MW | £15000 /MW | £35000 /MW | 100% | 200%
1 | 16PR05 | T-4 | Capacity Auction | 2020 | UK Power Reserve Limited |  | South Cornelly Power Station | Distribution | Non CMRS | Existing Generating CMU |  | Prequalified | Opt-In |  | 1 |  |  |  |  | 0 |  | 10 |  |  | 9.417 |  |  |  | 9.445 |  |  | The CMU will be formed of multiple individual generating units controlled centrally and exporting to the distribution system. South Cornelly Trading Estate, Porthcawl Road, Bridgend, CF33 4RE SS821800 | 2100040067477 |  |  |  | No | No | Yes | Metering Option (a) | No |  |  | No | [6 empty] | No | N/A |  |  | Yes | 1 | CAN-2020-16PR05-001 | UK Power Reserve Limited | PORTH-1 | 20/01/2017 | 1 | 2020/21 | 9.417 | [10 empty] | £5000 /MW | £25000 /MW | £10000 /MW | £15000 /MW | £35000 /MW | 100% | 200%
2 | 16PR06 | T-4 | Capacity Auction | 2020 | UK Power Reserve Limited |  | Styal Road Power Station | Distribution | Non CMRS | Existing Generating CMU |  | Prequalified | Opt-In |  | 1 |  |  |  |  | 0 |  | 10.53 |  |  | 9.916 |  |  |  | 9.916 |  |  | The CMU will be formed of multiple individual generating units controlled centrally and exporting to the distribution system. Gate Lodge, Boundary Farm, Styal Road, Wythenshawe, Manchester, M22 5YA SJ835848 | 1620000992891 |  |  |  | No | No | Yes | Metering Option (a) | No |  |  | No | [6 empty] | No | N/A |  |  | Yes | 1 | CAN-2020-16PR06-001 | UK Power Reserve Limited | MATHE-1 | 20/01/2017 | 1 | 2020/21 | 9.916 | [10 empty] | £5000 /MW | £25000 /MW | £10000 /MW | £15000 /MW | £35000 /MW | 100% | 200%
1 | 16PR07 | T-4 | Capacity Auction | 2020 | UK Power Reserve Limited |  | Humber Power Station | Distribution | Non CMRS | Existing Generating CMU |  | Prequalified | Opt-In |  | 1 |  |  |  |  | 0 |  | 4 |  |  | 3.767 |  |  |  | 3.861 |  |  | The CMU will be formed of multiple individual generating units controlled centrally and exporting to the distribution system. Poole Bank Nurseries , Common Lane, Welton, Hull, HU15 1UT SE959266 | 2300000535750 |  |  |  | No | No | Yes | Metering Option (a) | Yes |  |  | No | [6 empty] | No | N/A |  |  | Yes | 1 | CAN-2020-16PR07-001 | UK Power Reserve Limited | UKPRA-1 | 20/01/2017 | 1 | 2020/21 | 3.767 | [10 empty] | £5000 /MW | £25000 /MW | £10000 /MW | £15000 /MW | £35000 /MW | 100% | 200%
2 | 16PR08 | T-4 | Capacity Auction | 2020 | UK Power Reserve Limited |  | Cantelo Power Station | Distribution | Non CMRS | Existing Generating CMU |  | Prequalified | Opt-In |  | 1 |  |  |  |  | 0 |  | 9.7 |  |  | 9.134 |  |  |  | 9.134 |  |  | The CMU will be formed of multiple individual generating units controlled centrally and exporting to the distribution system. Cantelo Reception, UK Power Reserve Ltd, Bradon Farm, Isle Abbots, Taunton, Somerset. TA3 6RX ST362198 | 220032168616 |  |  |  | No | No | Yes | Metering Option (a) | Yes |  |  | No | [6 empty] | No | N/A |  |  | Yes | 1 | CAN-2020-16PR08-001 | UK Power Reserve Limited | UKPRA-3 | 20/01/2017 | 1 | 2020/21 | 9.134 | [10 empty] | £5000 /MW | £25000 /MW | £10000 /MW | £15000 /MW | £35000 /MW | 100% | 200%
1 | 16PR09 | T-4 | Capacity Auction | 2020 | UK Power Reserve Limited |  | Watson Street Power Station | Distribution | Non CMRS | Existing Generating CMU |  | Prequalified | Opt-In |  | 1 |  |  |  |  | 0 |  | 10 |  |  | 9.417 |  |  |  | 9.417 |  |  | The CMU will be formed of multiple individual generating units controlled centrally and exporting to the distribution system. Watson Street Power Station, Burtonhead Road, St Helens, WA9 5EA SJ510946 | 1399999999998 / 1399999999999 |  |  |  | No | No | No | Metering Option (b) | No | Yes | Used for site settlement |  |  | Yes |  | All metering is code compliant | Yes |  | Yes | N/A |  |  | Yes | 1 | CAN-2020-16PR09-001 | UK Power Reserve Limited | UKPRA-2 | 20/01/2017 | 1 | 2020/21 | 9.417 | [10 empty] | £5000 /MW | £25000 /MW | £10000 /MW | £15000 /MW | £35000 /MW | 100% | 200%
2 | 16PR10 | T-4 | Capacity Auction | 2020 | UK Power Reserve Limited |  | Cowley Hill Power Station | Distribution | Non CMRS | Existing Generating CMU |  | Prequalified | Opt-In |  | 1 |  |  |  |  | 0 |  | 10 |  |  | 9.417 |  |  |  | 9.417 |  |  | The CMU will be formed of multiple individual generating units controlled centrally and exporting to the distribution system. Cowley Hill Works Boilerhouse, Albert Street, St Helens, WA10 2RZ SJ510967 | 1300060655062 / 1300060655071 |  |  |  | No | No | No | Metering Option (a) | No |  |  | No | [6 empty] | No | N/A |  |  | Yes | 1 | CAN-2020-16PR10-001 | UK Power Reserve Limited | UKPRA-9 | 20/01/2017 | 1 | 2020/21 | 9.417 | [10 empty] | £5000 /MW | £25000 /MW | £10000 /MW | £15000 /MW | £35000 /MW | 100% | 200%
1 | 16PR11 | T-4 | Capacity Auction | 2020 | UK Power Reserve Limited |  | Greengate Power Station | Distribution | Non CMRS | Existing Generating CMU |  | Prequalified | Opt-In |  | 1 |  |  |  |  | 0 |  | 10 |  |  | 9.417 |  |  |  | 9.417 |  |  | The CMU will be formed of multiple individual generating units controlled centrally and exporting to the distribution system. Greengate Works Power Station, Sutton Heath Road or Burtonhead Road, St Helens, WA9 5DS SJ510944 | 1300060655044 / 1300060655053 |  |  |  | No | No | Yes | Metering Option (a) | No |  |  | No | [6 empty] | No | N/A |  |  | Yes | 1 | CAN-2020-16PR11-001 | UK Power Reserve Limited | UKPRA-8 | 20/01/2017 | 1 | 2020/21 | 9.417 | [10 empty] | £5000 /MW | £25000 /MW | £10000 /MW | £15000 /MW | £35000 /MW | 100% | 200%
2 | 16PR12 | T-4 | Capacity Auction | 2020 | UK Power Reserve Limited |  | Asfordby 1 Power Station | Distribution | Non CMRS | Refurbishing Generating CMU |  | Prequalified | Opt-In |  | 15 |  |  |  |  | 0 |  | 20 |  |  |  | 18.834 | 18.834 | Opt-Out |  | 18.834 | 18.834 | The CMU will be formed of multiple individual reciprocating generating units controlled centrally and exporting to the distribution system. Zone P, Asfordby Business Park, Welby Road, Melton Mowbray, Leicestershire, LE14 3JL SK725206 | 1160001479030 |  |  |  | No | No | No | Metering Option (a) | Yes |  |  | No | [6 empty] | Deferred | Yes | 15 | Post Refurbishing Only | No | N/A
X | 16PR12-Component |  |  |  | UK Power Reserve Limited | [26 empty] | The CMU will be formed of multiple individual reciprocating generating units controlled centrally and exporting to the distribution system. Zone P, Asfordby Business Park, Welby Road, Melton Mowbray, Leicestershire, LE14 3JL
1 | 16PR13 | T-4 | Capacity Auction | 2020 | UK Power Reserve Limited |  | Asfordby 2 Power Station | Distribution | Non CMRS | Existing Generating CMU |  | Prequalified | Opt-In |  | 1 |  |  |  |  | 0 |  | 5.004 |  |  | 4.713 |  |  |  | 4.712 |  |  | The CMU will be formed of multiple individual generating units controlled centrally and exporting to the distribution system. Zone P, Asfordby Business Park, Welby Road, Melton Mowbray, Leicestershire, LE14 3JL SK725206 | 1399999999078 |  |  |  | No | No | No | Metering Option (b) | Yes | No |  |  |  | Yes |  | All metering is code compliant | Yes |  | Yes | N/A |  |  | Yes | 1 | CAN-2020-16PR13-001 | UK Power Reserve Limited | UKPRA-5 | 20/01/2017 | 1 | 2020/21 | 4.713 | [10 empty] | £5000 /MW | £25000 /MW | £10000 /MW | £15000 /MW | £35000 /MW | 100% | 200%
2 | 16PR14 | T-4 | Capacity Auction | 2020 | UK Power Reserve Limited |  | Monckton Road Power Station | Distribution | Non CMRS | Refurbishing Generating CMU |  | Prequalified | Opt-In |  | 15 |  |  |  |  | 0 |  | 20 |  |  |  | 18.834 | 18.834 | Opt-Out |  | 18.834 | 18.834 | The CMU will be formed of multiple individual generating units controlled centrally and exporting to the distribution system. Monkton Road, Wakefield, Yorkshire, WF2 7AL SE324189 | 2394000079398 |  |  |  | No | No | Yes | Metering Option (a) | No |  |  | No | [6 empty] | Deferred | Yes | 15 | Post Refurbishing Only | No | N/A
X | 16PR14-Component |  |  |  | UK Power Reserve Limited | [26 empty] | The CMU will be formed of multiple individual reciprocating generating units controlled centrally and exporting to the distribution system.
1 | 16PR15 | T-4 | Capacity Auction | 2020 | UK Power Reserve Limited |  | Trumfleet Power Station | Distribution | Non CMRS | Refurbishing Generating CMU |  | Prequalified | Opt-In |  | 15 |  |  |  |  | 0 |  | 20 |  |  |  | 18.834 | 18.834 | Opt-Out |  | 18.834 | 18.834 | The CMU will be formed of multiple individual generating units controlled centrally and exporting to the distribution system. Trumfleet Generation Site, Marsh Lane, Trumfleet, Doncaster. DN6 0DU SE605119 | 2300000443825 |  |  |  | No | No | Yes | Metering Option (a) | No |  |  | No | [6 empty] | Deferred | Yes | 15 | Post Refurbishing Only | No | N/A
X | 16PR15-Component |  |  |  | UK Power Reserve Limited | [26 empty] | The CMU will be formed of multiple individual reciprocating generating units controlled centrally and exporting to the distribution system.
2 | 700036 | T-4 | Capacity Auction | 2020 | TGC Emerald Limited |  | Stobars Hall | Distribution | Non CMRS | New Build Generating CMU |  | Not Prequalified | Opt-In |  | 15 |  | Yes | Yes |  | 0 | Yes | 4.5 |  |  | 4.238 |  |  |  | 4.238 |  |  | New build gas generator Land to the North West of Kirkby Stephen Business Park Kirkby Stephen CA17 4HT NY769092 | N/A |  |  |  | Yes | [13 empty] | Deferred
1 | 7002GL | T-4 | Capacity Auction | 2020 | Green Lane Biodiesel Limited |  | Green Lane | Distribution | Non CMRS | New Build Generating CMU |  | Not Prequalified | Opt-In |  | 15 |  | Yes | Yes |  | 0 | Yes | 4.5 |  |  | 4.238 |  |  |  | #N/A |  |  | New build stand-by generator Land off Green Lane, Marchington, East Staffordshire, ST14 8LQ SK149309 | N/A |  |  |  | Yes | [13 empty] | Deferred
2 | 710054 | T-4 | Capacity Auction | 2020 | TGC Emerald Limited |  | Salterbeck | Distribution | Non CMRS | New Build Generating CMU |  | Prequalified | Opt-In |  | 15 |  | Yes |  |  | 56500 |  | 6 |  |  | 5.65 |  |  |  | 5.65 |  |  | New build gas generator Building 2 Aldon Road Business Park, Poulton Le Fylde FY6 8JL SD358389 | N/A |  |  |  | Yes | [13 empty] | Deferred | Yes | 15 |  | Yes | 15 | CAN-2020-710054-001 | TGC Emerald Limited | NB710054 | 20/01/2017 | 15 | 2020/21 2021/22 2022/23 2023/24 2024/25 2025/26 2026/27 2027/28 2028/29 2029/30 2030/31 2031/32 2032/33 2033/34 2034/35 | 5.65 | Yes | 20/04/2018 |  |  | Yes | 01/10/2021 |  |  | Yes | 01/10/2021 | £5000 /MW | £25000 /MW | £10000 /MW | £15000 /MW | £35000 /MW | 100% | 200%
1 | 710104 | T-4 | Capacity Auction | 2020 | TGC Emerald Limited |  | Trust Carpets | Distribution | Non CMRS | New Build Generating CMU |  | Prequalified | Opt-In |  | 15 |  | Yes | Yes |  | 0 |  | 4.5 |  |  | 4.238 |  |  |  | 4.238 |  |  | New build gas generator Former Trust Carpet Building Foxwood Close Foxwood Park Chesterfield S41 9RN SK375745 | N/A |  |  |  | Yes | [13 empty] | Deferred | Yes | 15 |  | No | N/A
2 | 710109 | T-4 | Capacity Auction | 2020 | TGC Emerald Limited |  | Aldon Road | Distribution | Non CMRS | New Build Generating CMU |  | Prequalified | Opt-In |  | 15 |  | Yes |  |  | 42380 |  | 4.5 |  |  | 4.238 |  |  |  | 4.238 |  |  | New build gas generator Unit 3B Salterbeck Industrial Estate Workington, Cumbria CA14 5DS NX996262 | N/A |  |  |  | Yes | [13 empty] | Deferred | Yes | 15 |  | Yes | 15 | CAN-2020-710109-001 | TGC Emerald Limited | NB710109 | 20/01/2017 | 15 | 2020/21 2021/22 2022/23 2023/24 2024/25 2025/26 2026/27 2027/28 2028/29 2029/30 2030/31 2031/32 2032/33 2033/34 2034/35 | 4.238 | Yes | 20/04/2018 |  |  | Yes | 01/10/2021 |  |  | Yes | 01/10/2021 | £5000 /MW | £25000 /MW | £10000 /MW | £15000 /MW | £35000 /MW | 100% | 200%
1 | 710113 | T-4 | Capacity Auction | 2020 | TGC Emerald Limited |  | Prestige House | Distribution | Non CMRS | New Build Generating CMU |  | Prequalified | Opt-In |  | 15 |  | Yes |  |  | 56500 |  | 6 |  |  | 5.65 |  |  |  | 5.65 |  |  | New build gas generator Unit F Prestige House Cornford Road Blackpool FY4 4QQ SD335337 | N/A |  |  |  | Yes | [13 empty] | Deferred | Yes | 15 |  | Yes | 15 | CAN-2020-710113-001 | TGC Emerald Limited | NB710113 | 20/01/2017 | 15 | 2020/21 2021/22 2022/23 2023/24 2024/25 2025/26 2026/27 2027/28 2028/29 2029/30 2030/31 2031/32 2032/33 2033/34 2034/35 | 5.65 | Yes | 20/04/2018 |  |  | Yes | 01/10/2021 |  |  | Yes | 01/10/2021 | £5000 /MW | £25000 /MW | £10000 /MW | £15000 /MW | £35000 /MW | 100% | 200%
2 | 710131 | T-4 | Capacity Auction | 2020 | TGC Emerald Limited |  | Broadway | Distribution | Non CMRS | New Build Generating CMU |  | Prequalified | Opt-In |  | 15 |  | Yes |  |  | 56500 |  | 6 |  |  | 5.65 |  |  |  | 5.65 |  |  | New build gas generator Unit A Broadway Industrial Estate Broadway Hyde SK14 4QF SJ938964 | N/A |  |  |  | Yes | [13 empty] | Deferred | Yes | 15 |  | Yes | 15 | CAN-2020-710131-001 | TGC Emerald Limited | NB710131 | 20/01/2017 | 15 | 2020/21 2021/22 2022/23 2023/24 2024/25 2025/26 2026/27 2027/28 2028/29 2029/30 2030/31 2031/32 2032/33 2033/34 2034/35 | 5.65 | Yes | 20/04/2018 |  |  | Yes | 01/10/2021 |  |  | Yes | 01/10/2021 | £5000 /MW | £25000 /MW | £10000 /MW | £15000 /MW | £35000 /MW | 100% | 200%
1 | 710139 | T-4 | Capacity Auction | 2020 | TGC Emerald Limited |  | Newhouse Road | Distribution | Non CMRS | New Build Generating CMU |  | Prequalified | Opt-In |  | 15 |  | Yes |  |  | 56500 |  | 6 |  |  | 5.65 |  |  |  | 5.65 |  |  | New build gas generator Unit 1b Newhouse Road Huncoat Accrington BB5 6NT SD767303 | N/A |  |  |  | Yes | [13 empty] | Deferred | Yes | 15 |  | Yes | 15 | CAN-2020-710139-001 | TGC Emerald Limited | NB710139 | 20/01/2017 | 15 | 2020/21 2021/22 2022/23 2023/24 2024/25 2025/26 2026/27 2027/28 2028/29 2029/30 2030/31 2031/32 2032/33 2033/34 2034/35 | 5.65 | Yes | 20/04/2018 |  |  | Yes | 01/10/2021 |  |  | Yes | 01/10/2021 | £5000 /MW | £25000 /MW | £10000 /MW | £15000 /MW | £35000 /MW | 100% | 200%
2 | 710140 | T-4 | Capacity Auction | 2020 | TGC Emerald Limited |  | Guide BP | Distribution | Non CMRS | New Build Generating CMU |  | Prequalified | Opt-In |  | 15 |  | Yes | Yes |  | 0 |  | 4.5 |  |  | 4.238 |  |  |  | 4.238 |  |  | New build gas generator Unit 3 Guide Business Park Blackburn BB1 2EQ SD706260 | N/A |  |  |  | Yes | [13 empty] | Deferred | Yes | 15 |  | No | N/A
1 | 710141 | T-4 | Capacity Auction | 2020 | TGC Emerald Limited |  | Centurian Court | Distribution | Non CMRS | New Build Generating CMU |  | Not Prequalified | Opt-In |  | 15 |  | Yes | Yes |  | 0 | Yes | 6 |  |  | 5.65 |  |  |  | 5.65 |  |  | New build gas generator Unit 5 Centurian Court Brampton CA8 1SW NY523610 | N/A |  |  |  | Yes | [13 empty] | Deferred
2 | 710142 | T-4 | Capacity Auction | 2020 | TGC Emerald Limited |  | Greenfield BP | Distribution | Non CMRS | New Build Generating CMU |  | Prequalified | Opt-In |  | 15 |  | Yes | Yes |  | 0 |  | 4.5 |  |  | 4.238 |  |  |  | 4.238 |  |  | New build gas generator Unit E Greenfield Business Park Greenfield CH8 7HJ SJ198775 | N/A |  |  |  | Yes | [13 empty] | Deferred | Yes | 15 |  | No | N/A
1 | 710151 | T-4 | Capacity Auction | 2020 | TGC Emerald Limited |  | Thompson Road | Distribution | Non CMRS | New Build Generating CMU |  | Prequalified | Opt-In |  | 15 |  | Yes |  |  | 56500 |  | 6 |  |  | 5.65 |  |  |  | 5.65 |  |  | New build gas generator Plot 6 Thompson Rd Whitehills Business Park Blackpool FY4 5PN SD350333 | N/A |  |  |  | Yes | [13 empty] | Deferred | Yes | 15 |  | Yes | 15 | CAN-2020-710151-001 | TGC Emerald Limited | NB710151 | 20/01/2017 | 15 | 2020/21 2021/22 2022/23 2023/24 2024/25 2025/26 2026/27 2027/28 2028/29 2029/30 2030/31 2031/32 2032/33 2033/34 2034/35 | 5.65 | Yes | 20/04/2018 |  |  | Yes | 01/10/2021 |  |  | Yes | 01/10/2021 | £5000 /MW | £25000 /MW | £10000 /MW | £15000 /MW | £35000 /MW | 100% | 200%
2 | 710153 | T-4 | Capacity Auction | 2020 | TGC Emerald Limited |  | Stanways | Distribution | Non CMRS | New Build Generating CMU |  | Not Prequalified | Opt-In |  | 15 |  | Yes | Yes |  | 0 | Yes | 6 |  |  | 5.65 |  |  |  | 5.65 |  |  | New build gas generator Building at rear of Stanways of Lytham Preston Road Lytham St Annes Lancashire FY8 5BG SD381281 | N/A |  |  |  | Yes | [13 empty] | Deferred
1 | 710154 | T-4 | Capacity Auction | 2020 | TGC Emerald Limited |  | Somers Road | Distribution | Non CMRS | New Build Generating CMU |  | Prequalified | Opt-In |  | 15 |  | Yes | Yes |  | 0 |  | 6 |  |  | 5.65 |  |  |  | 5.65 |  |  | New build gas generator 45-47 Somers Road Rugby CV22 7DH SP485750 | N/A |  |  |  | Yes | [13 empty] | Deferred | Yes | 15 |  | No | N/A
2 | 710158 | T-4 | Capacity Auction | 2020 | TGC Emerald Limited |  | Kingmoor | Distribution | Non CMRS | New Build Generating CMU |  | Prequalified | Opt-In |  | 15 |  | Yes | Yes |  | 0 |  | 6 |  |  | 5.65 |  |  |  | 5.65 |  |  | New build gas generator Unit F1 & 2 Kingmoor Park North Carlisle CA6 4SH NY383601 | N/A |  |  |  | Yes | [13 empty] | Deferred | Yes | 15 |  | No | N/A
1 | 710160 | T-4 | Capacity Auction | 2020 | TGC Emerald Limited |  | Main Line | Distribution | Non CMRS | New Build Generating CMU |  | Prequalified | Opt-In |  | 15 |  | Yes | Yes |  | 0 |  | 4.5 |  |  | 4.238 |  |  |  | 4.238 |  |  | New build gas generator Unit E Main Line Industrial Estate Milnthorpe LA7 7LR SD513817 | N/A |  |  |  | Yes | [13 empty] | Deferred
2 | 710161 | T-4 | Capacity Auction | 2020 | TGC Emerald Limited |  | Clay Flatts | Distribution | Non CMRS | New Build Generating CMU |  | Prequalified | Opt-In |  | 15 |  | Yes |  |  | 56500 |  | 6 |  |  | 5.65 |  |  |  | 5.65 |  |  | New build gas generator Unit 19 Lowther Road Clay Flatts Industrial Estate Workington CA14 2TQ NX993283 | N/A |  |  |  | Yes | [13 empty] | Deferred | Yes | 15 |  | Yes | 15 | CAN-2020-710161-001 | TGC Emerald Limited | NB710161 | 20/01/2017 | 15 | 2020/21 2021/22 2022/23 2023/24 2024/25 2025/26 2026/27 2027/28 2028/29 2029/30 2030/31 2031/32 2032/33 2033/34 2034/35 | 5.65 | Yes | 20/04/2018 |  |  | Yes | 01/10/2021 |  |  | Yes | 01/10/2021 | £5000 /MW | £25000 /MW | £10000 /MW | £15000 /MW | £35000 /MW | 100% | 200%
1 | 710162 | T-4 | Capacity Auction | 2020 | TGC Emerald Limited |  | Harvey Court | Distribution | Non CMRS | New Build Generating CMU |  | Not Prequalified | Opt-In |  | 15 |  | Yes | Yes |  | 0 | Yes | 4.5 |  |  | 4.238 |  |  |  | 4.238 |  |  | New build gas generator Units C & D Harvey Court Doverfields Inustrial Estate Uttoxeter ST14 8HU SK099335 | N/A |  |  |  | Yes | [13 empty] | Deferred
2 | 710163 | T-4 | Capacity Auction | 2020 | TGC Emerald Limited |  | Drivers Wharf | Distribution | Non CMRS | New Build Generating CMU |  | Not Prequalified | Opt-In |  | 15 |  | Yes | Yes |  | 0 | Yes | 6 |  |  | 5.65 |  |  |  | 5.65 |  |  | New build gas generator Drivers Wharf Northam Road Southampton SO14 0PF SU433127 | N/A |  |  |  | Yes | [13 empty] | Deferred
1 | 710169 | T-4 | Capacity Auction | 2020 | TGC Emerald Limited |  | Stores Road | Distribution | Non CMRS | New Build Generating CMU |  | Not Prequalified | Opt-In |  | 15 |  | Yes | Yes |  | 0 | Yes | 6 |  |  | 5.65 |  |  |  | 5.65 |  |  | New build gas generator Unit A Stores Road Derby DE21 4BD SK359375 | N/A |  |  |  | Yes | [13 empty] | Deferred
2 | 710177 | T-4 | Capacity Auction | 2020 | TGC Emerald Limited |  | Millbrook | Distribution | Non CMRS | New Build Generating CMU |  | Prequalified | Opt-In |  | 15 |  | Yes |  |  | 56500 |  | 6 |  |  | 5.65 |  |  |  | 5.65 |  |  | New build gas generator Unit 7 Millbrook Ind Estate Shady Lane Wythenshawe Manchester M23 9WT SJ803888 | N/A |  |  |  | Yes | [13 empty] | Deferred | Yes | 15 |  | Yes | 15 | CAN-2020-710177-001 | TGC Emerald Limited | NB710177 | 20/01/2017 | 15 | 2020/21 2021/22 2022/23 2023/24 2024/25 2025/26 2026/27 2027/28 2028/29 2029/30 2030/31 2031/32 2032/33 2033/34 2034/35 | 5.65 | Yes | 20/04/2018 |  |  | Yes | 01/10/2021 |  |  | Yes | 01/10/2021 | £5000 /MW | £25000 /MW | £10000 /MW | £15000 /MW | £35000 /MW | 100% | 200%
1 | 710179 | T-4 | Capacity Auction | 2020 | TGC Emerald Limited |  | Ricardo Way | Distribution | Non CMRS | New Build Generating CMU |  | Not Prequalified | Opt-In |  | 15 |  | Yes | Yes |  | 0 | Yes | 6 |  |  | 5.65 |  |  |  | 5.65 |  |  | New build gas generator Unit 3 Ricardo Way Ampress Park Lymington SO41 8JU SZ317970 | N/A |  |  |  | Yes | [13 empty] | Deferred
2 | ABTHC1 | T-4 | Capacity Auction | 2020 | RWE Generation UK plc |  | CMU_ABTH_MAIN | Transmission | CMRS | Existing Generating CMU |  | Prequalified | Opt-In |  | 1 |  |  |  |  | 0 |  | 1692 |  |  | 1474.819 |  |  |  | #N/A |  |  | Aberthaw 7 Coal fired unit Aberthaw Power Station The Leys Aberthaw Barry Mid Glamorgan CF62 4ZW ST 022 663 | 4002 |  |  |  | No |  |  |  | No | [9 empty] | No | N/A |  |  | Yes | 1 | CAN-2020-ABTHC1-001 | RWE Generation UK plc | T_ABTH7G T_ABTH8G T_ABTH9G T_ABTH7 T_ABTH8 | 20/01/2017 | 1 | 2020/21 | 1474.819 | [10 empty] | £5000 /MW | £25000 /MW | £10000 /MW | £15000 /MW | £35000 /MW | 100% | 200%
X | ABTHC1-Component |  |  |  | RWE Generation UK plc | [26 empty] | Aberthaw 7 OCGT fuel type gasoil Aberthaw Power Station The Leys Aberthaw Barry Mid Glamorgan CF62 4ZW ST 022 663
X | ABTHC1-Component |  |  |  | RWE Generation UK plc | [26 empty] | Aberthaw 8 Coal fired Aberthaw Power Station The Leys Aberthaw Barry Mid Glamorgan CF62 4ZW ST 022 663
X | ABTHC1-Component |  |  |  | RWE Generation UK plc | [26 empty] | Aberthaw 8 OCGT fuel is gasoil Aberthaw Power Station The Leys Aberthaw Barry Mid Glamorgan CF62 4ZW ST 022 663
X | ABTHC1-Component |  |  |  | RWE Generation UK plc | [26 empty] | Aberthaw 9 Coal fired unit Aberthaw Power Station The Leys Aberthaw Barry Mid Glamorgan CF62 4ZW ST 022 663
X | ABTHC1-Component |  |  |  | RWE Generation UK plc | [26 empty] | Aberthaw 9 OCGT fuel type is gasoil Aberthaw Power Station The Leys Aberthaw Barry Mid Glamorgan CF62 4ZW ST 022 663
1 | AD3177 | T-4 | Capacity Auction | 2020 | Green Frog Power 214 Limited |  | Plymouth Main | Distribution | Non CMRS | Existing Generating CMU |  | Prequalified | Opt-In |  | 1 |  |  |  |  | 0 |  | 20 |  |  | 18.834 |  |  |  | #N/A |  |  | Reciprocating Engines Faraday Road, Plymouth, PL4 0ST SX498541 | 2200042141277 |  |  |  | No | No | Yes | Metering Option (b) | Yes | Yes | Settlement metering |  |  | Yes |  | COP2 | Yes |  | Yes | N/A |  |  | Yes | 1 | CAN-2020-AD3177-001 | Green Frog Power 214 Limited | AD3177 | 20/01/2017 | 1 | 2020/21 | 18.834 | [10 empty] | £5000 /MW | £25000 /MW | £10000 /MW | £15000 /MW | £35000 /MW | 100% | 200%
2 | ADPPR2 | T-4 | Capacity Auction | 2020 | Darent Power Limited |  | Darent 1 | Distribution | Non CMRS | Existing Generating CMU |  | Prequalified | Opt-In |  | 1 |  |  |  |  | 0 |  | 13.545 |  |  | 12.755 |  |  |  | 12.746 |  |  | 1x Siemens Tempest GT & 1x Siemens Tornado GT Darent 1 Kent Discovery Park (Ex-Pfizer) Ramsgate Road Sandwich CT13 9ND TR335599 | 1900091057559 |  |  |  | No | No | Yes | Metering Option (a) | No |  |  | No | [6 empty] | No | N/A |  |  | No | N/A
1 | AESAU2 | T-4 | Capacity Auction | 2020 | AES Energy Storage UK Ltd |  | AES Auchtertool ES | Distribution | Non CMRS | New Build Generating CMU | Yes | Rejected | Opt-In |  | 0 |  |  |  |  | 0 |  | 0 |  |  | 0 |  |  |  | 47.182 |  |  | Battery storage facility with 49MW interconnected capacity for both export and import Camilla Farm, Auchtertool, Kircaldy, Fife, KY2 5XW EN 321 691 | N/A |  |  |  | Yes | [13 empty] | Deferred
2 | AESWM1 | T-4 | Capacity Auction | 2020 | AES Energy Storage UK Ltd |  | AES Wickham Market | Distribution | Non CMRS | New Build Generating CMU | Yes | Rejected | Opt-In |  | 0 |  |  |  |  | 0 |  | 0 |  |  | 0 |  |  |  | 38.516 |  |  | Battery storage facility with 40MW exporting capacity Easton Lane, Hacheston, Woodbridge, Suffolk registered at the Land registry under title number SK244496 TM301596 | N/A |  |  |  | Yes | [13 empty] | Deferred
1 | AF3001 | T-4 | Capacity Auction | 2020 | Viridis 178 Limited |  | Barton Hill Way | Distribution | CMRS | New Build Generating CMU |  | Prequalified | Opt-In |  | 15 |  | Yes |  |  | 196630 |  | 20.88 |  |  | 19.663 |  |  |  | 19.663 |  |  | Gas fired reciprocating engines Barton Hill Way, Torquay, TQ2 8JG SX904663 | N/A |  |  |  | No |  |  | Metering Option (a) | [10 empty] | No | Yes | 15 |  | Yes | 15 | CAN-2020-AF3001-001 | Viridis 178 Limited | AF3001 | 20/01/2017 | 15 | 2020/21 2021/22 2022/23 2023/24 2024/25 2025/26 2026/27 2027/28 2028/29 2029/30 2030/31 2031/32 2032/33 2033/34 2034/35 | 19.663 | Yes | 20/04/2018 |  |  | Yes | 01/10/2021 |  |  |  |  | £5000 /MW | £25000 /MW | £10000 /MW | £15000 /MW | £35000 /MW | 100% | 200%
2 | AGPR03 | T-4 | Capacity Auction | 2020 | UK Power Reserve Limited |  | AGPR03 | Distribution | Non CMRS | Unproven DSR CMU |  | Prequalified | Opt-In |  | 1 | Yes |  |  |  | 0 |  | 50 |  | 10 | 43.44 |  |  |  | 43.44 |  |  | To be confirmed To be confirmed To be confirmed | N/A |  |  |  | Yes | [13 empty] | Deferred | Yes |  |  | No | N/A
1 | AGPR04 | T-4 | Capacity Auction | 2020 | UK Power Reserve Limited |  | AGPR04 | Distribution | Non CMRS | Unproven DSR CMU |  | Not Prequalified | Opt-In |  | 1 | Yes |  |  |  | 0 |  | 50 |  |  | 43.44 |  |  |  | 43.44 |  |  | To be confirmed To be confirmed To be confirmed | N/A |  |  |  | Yes | [13 empty] | Deferred
2 | ALDBAT | T-4 | Capacity Auction | 2020 | SSE Generation Ltd. | Ann Gray | Aldbrough Battery Storage | Distribution | Non CMRS | New Build Generating CMU | Yes | Prequalified | Opt-In |  | 15 |  | Yes | Yes |  | 0 |  | 19 |  |  | 18.295 |  |  |  | 18.295 |  |  | Battery Storage Aldbrough Gas Storage Facility, HU11 4QG TA258368 | 2380000825051 |  |  |  | Yes | [13 empty] | Deferred | Yes | 15 |  | No | N/A
1 | ALKE08 | T-4 | Capacity Auction | 2020 | Alkane Energy UK Limited |  | ALKE08 | Distribution | Non CMRS | Existing Generating CMU |  | Prequalified | Opt-In |  | 1 |  |  |  |  | 0 |  | 3.655 |  |  | 3.442 |  |  |  | 3.56 |  |  | 2 x 1.55 MW Contianerised Generating Sets. Kings Mill Hospital, Mansfield Road, Sutton in Ashfield, NG17 4JL SK514599 | 1160001160800 |  |  |  | No | No | Yes | Metering Option (a) | No |  |  | No | [6 empty] | No | N/A |  |  | Yes | 1 | CAN-2020-ALKE08-001 | Alkane Energy UK Limited | Kings Mill Warsop CMM Warsop STOR | 20/01/2017 | 1 | 2020/21 | 3.442 | [10 empty] | £5000 /MW | £25000 /MW | £10000 /MW | £15000 /MW | £35000 /MW | 100% | 200%
X | ALKE08-Component |  |  |  | Alkane Energy UK Limited | [26 empty] | 1 x MWM TBG2016 engine 1.35MW Warsop Energy Park, Carter Lane, Warsop Vale, NG20 8XG SK552682
X | ALKE08-Component |  |  |  | Alkane Energy UK Limited | [26 empty] | 1 x MWM TCG 1.35MW Warsop Energy Park Carter Lane, Warsop Vale, NG20 8XG SK552682
2 | ALL001 | T-4 | Capacity Auction | 2020 | FCC Recycling (UK) Limited |  | Allington EFW | Distribution | Non CMRS | Existing Generating CMU |  | Prequalified | Opt-In |  | 1 |  |  |  |  | 0 |  | 35.101 |  |  | 30.51 |  |  |  | 31.237 |  |  | NB MPAN 1900070394446 -1900070467983. Allington Integrated Waste Management Facility Laverstoke Road 20-20 Business Park Maidstone Kent ME16 0LE. The auxiliary load is not included in the connection capacity i.e. The export is net. Allington EfW, Laverstoke Road, 20/20 Business Park, Allington, Maidstone, Kent, ME16 0LE TQ 738 578 | 1900070394446 to 467983 |  |  |  | No | No | Yes | Metering Option (a) | No |  |  | No | [6 empty] | No | N/A |  |  | Yes | 1 | CAN-2020-ALL001-001 | FCC Recycling (UK) Limited | ALL001 | 20/01/2017 | 1 | 2020/21 | 30.51 | [10 empty] | £5000 /MW | £25000 /MW | £10000 /MW | £15000 /MW | £35000 /MW | 100% | 200%
1 | AMPHUL | T-4 | Capacity Auction | 2020 | AMP Energy Services Ltd |  | AMP Hull Reserve Power | Distribution | Non CMRS | New Build Generating CMU |  | Prequalified | Opt-In |  | 15 |  | Yes | Yes |  | 0 |  | 21 |  |  | 19.776 |  |  |  | 19.776 |  |  | The CMU component will comprise containerised gas engines, transformers, a swithgear building, gas kiosk, DNO switch room, communications devices for control of the asset all in a compound secured by an acoustic fence. Land West of Staithes Road Hull HU12 8DX TA 166 290 | N/A |  |  |  | Yes | [13 empty] | Deferred | Yes | 15 |  | No | N/A
2 | AMPIMM | T-4 | Capacity Auction | 2020 | AMP Energy Services Ltd |  | AMP Immingham Reserve Power | Distribution | Non CMRS | New Build Generating CMU |  | Prequalified | Opt-In |  | 15 |  | Yes | Yes |  | 0 |  | 18 |  |  | 16.951 |  |  |  | 16.951 |  |  | The CMU component will comprise containerised gas engines, transformers, a swithgear building, gas kiosk, DNO switch room, communications devices for control of the asset all in a compound secured by an acoustic fence. Land south of Queen's Road Immingham DN40 1QR TA 206 148 | N/A |  |  |  | Yes | [13 empty] | Deferred | Yes | 15 |  | No | N/A
1 | AMPOCE | T-4 | Capacity Auction | 2020 | AMP Energy Services Ltd |  | AMP Oceana Reserve Power | Distribution | Non CMRS | New Build Generating CMU |  | Prequalified | Opt-In |  | 15 |  | Yes | Yes |  | 0 |  | 21 |  |  | 19.776 |  |  |  | 19.776 |  |  | The CMU component will comprise containerised gas engines, transformers, a swithgear building, gas kiosk, DNO switch room, and communications devices for control of the asset all in a compound secured by an acoustic fence. Land at Davy Bank Wallsend NE28 6UZ NZ 305 661 | N/A |  |  |  | Yes | [13 empty] | Deferred | Yes | 15 |  | No | N/A
2 | ARMT02 | T-4 | Capacity Auction | 2020 | NG CM 2017 Limited |  | ARMT02 | Distribution | Non CMRS | New Build Generating CMU |  | Rejected | Opt-In |  | 0 |  |  |  |  | 0 |  | 0 |  |  | 0 |  |  |  | 19.098 |  |  | Diesel and/or gas reciprocating engines. Yorkshire Aggregates Ltd, Holmewood Lane, Armthorpe, Doncaster DN3 3EH SE 657 053 | N/A |  |  |  | Yes | [13 empty] | Deferred
1 | ARPPR6 | T-4 | Capacity Auction | 2020 | Regent Park Energy Limited |  | ARPPR6 | Distribution | Non CMRS | Existing Generating CMU |  | Prequalified | Opt-In |  | 1 |  |  |  |  | 0 |  | 3.049 |  |  | 2.871 |  |  |  | 2.993 |  |  | 1 x CAT G3520CPKG Stanley Matthews Way Trentham Lakes Trentham ST4 4DD SJ883423 | 1460001327562 |  |  |  | No | No | Yes | Metering Option (a) | No |  |  | No | [6 empty] | No | N/A |  |  | Yes | 1 | CAN-2020-ARPPR6-001 | Regent Park Energy Limited | HemHe1 Hem heath 2 | 20/01/2017 | 1 | 2020/21 | 2.871 | [10 empty] | £5000 /MW | £25000 /MW | £10000 /MW | £15000 /MW | £35000 /MW | 100% | 200%
X | ARPPR6-Component |  |  |  | Regent Park Energy Limited | [26 empty] | 1x CAT G3520CPKG Hem Heath 1 Stanley Mathews Way Trentham Lakes Trentham Stoke on Trent ST4 4DD SJ883423
2 | ARPPR7 | T-4 | Capacity Auction | 2020 | Regent Park Energy Limited |  | ARPPR7 | Distribution | Non CMRS | Existing Generating CMU |  | Prequalified | Opt-In |  | 1 |  |  |  |  | 0 |  | 2.89 |  |  | 2.722 |  |  |  | 2.812 |  |  | 1x CAT G3520CPKG & MWM TBG 620V 16K Manvers 1 CMM Generation Off Golden Smithies Lane S63 7DN SE452005 | 2394000036552 |  |  |  | No | No | Yes | Metering Option (a) | No |  |  | No | [6 empty] | No | N/A |  |  | Yes | 1 | CAN-2020-ARPPR7-001 | Regent Park Energy Limited | Manve1 | 20/01/2017 | 1 | 2020/21 | 2.722 | [10 empty] | £5000 /MW | £25000 /MW | £10000 /MW | £15000 /MW | £35000 /MW | 100% | 200%
1 | ARPPRc | T-4 | Capacity Auction | 2020 | Regent Park Energy Limited |  | Grimethorpe 1 | Distribution | Non CMRS | Existing Generating CMU |  | Prequalified | Opt-In |  | 1 |  |  |  |  | 0 |  | 5.459 |  |  | 5.141 |  |  |  | 5.285 |  |  | 3x CAT G3520CPKG Grimethorpe 1 CMM Generation Plant Springvale Road Grimethorpe S72 0AL SE410083 | 2394000026712 |  |  |  | No | No | Yes | Metering Option (a) | No |  |  | No | [6 empty] | No | N/A |  |  | Yes | 1 | CAN-2020-ARPPRc-001 | Regent Park Energy Limited | Grime1 | 20/01/2017 | 1 | 2020/21 | 5.141 | [10 empty] | £5000 /MW | £25000 /MW | £10000 /MW | £15000 /MW | £35000 /MW | 100% | 200%
2 | ARPPRd | T-4 | Capacity Auction | 2020 | Regent Park Energy Limited |  | Hickleton 1 | Distribution | Non CMRS | Existing Generating CMU |  | Prequalified | Opt-In |  | 1 |  |  |  |  | 0 |  | 4.376 |  |  | 4.121 |  |  |  | 4.229 |  |  | 4x MWM TBG 620V 16K. Hickleton 1 Thurscoe Business Park Barrowfield Road Thurscoe Rotherham S63 0BH SE463053 | 2300000723776 |  |  |  | No | No | Yes | Metering Option (a) | No |  |  | No | [6 empty] | No | N/A |  |  | Yes | 1 | CAN-2020-ARPPRd-001 | Regent Park Energy Limited | Hickl1 | 20/01/2017 | 1 | 2020/21 | 4.121 | [10 empty] | £5000 /MW | £25000 /MW | £10000 /MW | £15000 /MW | £35000 /MW | 100% | 200%
1 | ASAP02 | T-4 | Capacity Auction | 2020 | St Asaph Power Limited |  | St Asaph Power | Distribution | Non CMRS | New Build Generating CMU |  | Prequalified | Opt-In |  | 15 |  | Yes | Yes |  | 0 |  | 16 |  |  | 15.067 |  |  |  | 15.067 |  |  | 16 MW power plant comprising 8 x 2MW gas reciprocating engines. Power plant will be connected to the local distribution network and local gas network. Glascoed Road, Cwttir Lane, St Asaph, Denbighshire, LL17 0LQ (nearest postcode) SJ 302 374 | N/A |  |  |  | Yes | [13 empty] | Deferred | Yes | 15 |  | No | N/A
2 | ASH123 | T-4 | Capacity Auction | 2020 | ASHLAND SOLAR FARM LIMITED |  | ASHLAND | Distribution | Non CMRS | New Build Generating CMU |  | Not Prequalified | Opt-In |  | 15 |  | Yes |  |  | 0 | Yes | 10 |  |  | 9.417 |  |  |  | #N/A |  |  | NEW BUILD GAS FUELLED GENERATING STATION ASHLAND FARM BECK LANE SKEGBY SUTTON IN ASHFIELD NG19 6PG SK 511 607 | N/A |  |  |  | Yes | [13 empty] | Deferred
1 | AT3025 | T-4 | Capacity Auction | 2020 | Redscar Limited |  | Redscar A | Distribution | CMRS | New Build Generating CMU |  | Prequalified | Opt-In |  | 15 |  | Yes |  |  | 182040 |  | 19.331 |  |  | 18.204 |  |  |  | 18.204 |  |  | gas fired reciprocating engines Red Scar Industrial Estate, Longridge Rd, Preston PR2 5LX SD577319 | N/A |  |  |  | No |  |  | Metering Option (a) | [10 empty] | Yes | Yes | 15 |  | Yes | 15 | CAN-2020-AT3025-001 | Redscar Limited | AT3025 | 20/01/2017 | 15 | 2020/21 2021/22 2022/23 2023/24 2024/25 2025/26 2026/27 2027/28 2028/29 2029/30 2030/31 2031/32 2032/33 2033/34 2034/35 | 18.204 | Yes | 20/04/2018 |  |  | Yes | 01/10/2021 |  |  |  |  | £5000 /MW | £25000 /MW | £10000 /MW | £15000 /MW | £35000 /MW | 100% | 200%
2 | ATTF01 | T-4 | Capacity Auction | 2020 | RYDBERG DEVELOPMENT COMPANY LIMITED |  | ATTF01 | Distribution | Non CMRS | New Build Generating CMU |  | Not Prequalified | Opt-In |  | 15 |  | Yes | Yes |  | 0 | Yes | 20 |  |  | 18.834 |  |  |  | 18.834 |  |  | Gas and/or diesel reciprocating engines. Wistow Road, Leicester LE8 6NB SP 557 941 | N/A |  |  |  | Yes | [13 empty] | Deferred
1 | AUKN11 | T-4 | Capacity Auction | 2020 | Alkane Energy UK Limited |  | AUKN11 | Distribution | Non CMRS | New Build Generating CMU |  | Prequalified | Opt-In |  | 15 |  | Yes |  |  | 56500 |  | 6 |  |  | 5.65 |  |  |  | 5.65 |  |  | 3 x 2MW gas gen sets Land at West Road, Trafford Park, M41 7SW SJ770972 | N/A |  |  |  | Yes | [13 empty] | Deferred | Yes | 15 |  | Yes | 15 | CAN-2020-AUKN11-001 | Alkane Energy UK Limited | T Park (1) | 20/01/2017 | 15 | 2020/21 2021/22 2022/23 2023/24 2024/25 2025/26 2026/27 2027/28 2028/29 2029/30 2030/31 2031/32 2032/33 2033/34 2034/35 | 5.65 | Yes | 20/04/2018 |  |  | Yes | 01/10/2021 |  |  | Yes | 01/10/2021 | £5000 /MW | £25000 /MW | £10000 /MW | £15000 /MW | £35000 /MW | 100% | 200%
2 | AUKN12 | T-4 | Capacity Auction | 2020 | Alkane Energy UK Limited |  | AUKN12 | Distribution | Non CMRS | New Build Generating CMU |  | Not Prequalified | Opt-In |  | 15 |  | Yes | Yes |  | 0 | Yes | 7 |  |  | 6.592 |  |  |  | 6.592 |  |  | 4 x 2MW gas gen sets Land at 11B Trident Industrial Estate, Daten Avenue, Risley, Warrington, WA3 6AX SJ652928 | 0 |  |  |  | Yes | [13 empty] | Deferred
1 | AUKN13 | T-4 | Capacity Auction | 2020 | Alkane Energy UK Limited |  | AUKN13 | Distribution | Non CMRS | New Build Generating CMU |  | Rejected | Opt-In |  | 0 |  |  |  |  | 0 |  | 0 |  |  | 0 |  |  |  | 7.534 |  |  | 4 x 2MW gas gen sets Sovereign Enterprise Centre, Warrington Road, Wigan, WN1 3AB SD587051 | 0 |  |  |  | Yes | [13 empty] | Deferred
2 | AUKN14 | T-4 | Capacity Auction | 2020 | Alkane Energy UK Limited |  | AUKN14 | Distribution | Non CMRS | New Build Generating CMU |  | Not Prequalified | Opt-In |  | 15 |  | Yes | Yes |  | 0 | Yes | 16 |  |  | 15.067 |  |  |  | 15.067 |  |  | 8 x 2MW gas gen sets Land at Moorgate Point Industrial Estate, Moorgate Road North, Liverpool, L33 7XW SJ422972 | N/A |  |  |  | Yes | [13 empty] | Deferred
1 | AUKN15 | T-4 | Capacity Auction | 2020 | Alkane Energy UK Limited |  | AUKN15 | Distribution | Non CMRS | New Build Generating CMU |  | Prequalified | Opt-In |  | 15 |  | Yes |  |  | 56500 |  | 6 |  |  | 5.65 |  |  |  | 5.65 |  |  | 3 x 2MW gas gen sets Land at West Road, Trafford Park, M41 7SW SJ770972 | N/A |  |  |  | Yes | [13 empty] | Deferred | Yes | 15 |  | Yes | 15 | CAN-2020-AUKN15-001 | Alkane Energy UK Limited | T Park (2) | 20/01/2017 | 15 | 2020/21 2021/22 2022/23 2023/24 2024/25 2025/26 2026/27 2027/28 2028/29 2029/30 2030/31 2031/32 2032/33 2033/34 2034/35 | 5.65 | Yes | 20/04/2018 |  |  | Yes | 01/10/2021 |  |  | Yes | 01/10/2021 | £5000 /MW | £25000 /MW | £10000 /MW | £15000 /MW | £35000 /MW | 100% | 200%
2 | AUKN16 | T-4 | Capacity Auction | 2020 | Alkane Energy UK Limited |  | AUKN16 | Distribution | Non CMRS | New Build Generating CMU |  | Prequalified | Opt-In |  | 3 |  | Yes | Yes |  | 150670 |  | 16 |  |  | 15.067 |  |  |  | 15.067 |  |  | 8 x 2MW gas gen sets at West Road Land at West Road, Trafford Park, M41 7SW SJ770972 | 0 |  |  |  | Yes | [13 empty] | Deferred | Yes | 3 |  | No | N/A
1 | AUKN17 | T-4 | Capacity Auction | 2020 | Alkane Energy UK Limited |  | AUKN17 | Distribution | Non CMRS | New Build Generating CMU |  | Not Prequalified | Opt-In |  | 15 |  | Yes | Yes |  | 0 | Yes | 5 |  |  | 4.709 |  |  |  | 4.709 |  |  | 3 x 2MW gas gen sets Unit 8, 1010 Slutchers Lane, Centre Park, Warrington, WA1 1QL SJ601869 | 0 |  |  |  | Yes | [13 empty] | Deferred
2 | AUKN18 | T-4 | Capacity Auction | 2020 | Alkane Energy UK Limited |  | AUKN18 | Distribution | Non CMRS | New Build Generating CMU |  | Not Prequalified | Opt-In |  | 15 |  | Yes | Yes |  | 0 | Yes | 16 |  |  | 15.067 |  |  |  | 15.067 |  |  | 8 x 2MW gas gen sets Unit 1, Block L, Aven Industrial Estate, Maltby, Rotherham, S66 7QR SK554922 | N/A |  |  |  | Yes | [13 empty] | Deferred
1 | AUKN19 | T-4 | Capacity Auction | 2020 | Alkane Energy UK Limited |  | AUKN19 | Distribution | Non CMRS | New Build Generating CMU |  | Not Prequalified | Opt-In |  | 15 |  | Yes | Yes |  | 0 | Yes | 8 |  |  | 7.534 |  |  |  | 7.534 |  |  | 4 x 2MW gas gen sets 322 & 324 Haydock Lane, Haydock Industrial Estate, Haydock, St Helens, WA11 9UY SJ557977 | N/A |  |  |  | Yes | [13 empty] | Deferred
2 | AUKN22 | T-4 | Capacity Auction | 2020 | Alkane Energy UK Limited |  | AUKN22 | Distribution | Non CMRS | New Build Generating CMU |  | Not Prequalified | Opt-In |  | 15 |  | Yes | Yes |  | 0 | Yes | 2 |  |  | 1.883 |  |  |  | 1.883 |  |  | 1 x 2MW gas gen sets at Markham Lane Markham Lane, Duckmanton, Chesterfield,S44 5HS SK448719 | N/A |  |  |  | Yes | [13 empty] | Deferred
1 | AUKN23 | T-4 | Capacity Auction | 2020 | Alkane Energy UK Limited |  | AUKN23 | Distribution | Non CMRS | New Build Generating CMU |  | Rejected | Opt-In |  | 0 |  |  |  |  | 0 |  | 0 |  |  | 0 |  |  |  | 5.65 |  |  | 3 x 2MW gas gen sets at Welbeck Colliery Welbeck Colliery, Median Vale, NG20 0QR SK573684 | 0 |  |  |  | Yes | [13 empty] | Deferred
2 | AUKN25 | T-4 | Capacity Auction | 2020 | Alkane Energy CM Limited |  | AUKN25 | Distribution | CMRS | New Build Generating CMU | Yes | Not Prequalified | Opt-In |  | 15 |  | Yes | Yes |  | 0 | Yes | 3 |  |  | 2.889 |  |  |  | 2.889 |  |  | 3 x 3 battery storage (supplied by Anesco) Bevercotes Energy park, West Drayton Avenue, Bevercotes, Nottinghamshire, DN22 8DP SK656729 | N/A |  |  |  | Yes | [13 empty] | Deferred
1 | AUKN26 | T-4 | Capacity Auction | 2020 | Alkane Energy CM Limited |  | AUKN26 | Distribution | Non CMRS | New Build Generating CMU |  | Not Prequalified | Opt-In |  | 15 |  | Yes | Yes |  | 0 | Yes | 8 |  |  | 7.534 |  |  |  | 7.534 |  |  | 4 x 2MW gas gen sets Unit 1, Block L, Aven Industrial Estate, Maltby, Rotherham, S66 7QR SK554922 | N/A |  |  |  | Yes | [13 empty] | Deferred
2 | AUKPR1 | T-4 | Capacity Auction | 2020 | Alkane Energy UK Limited |  | Shirebrook 1 | Distribution | Non CMRS | Existing Generating CMU |  | Rejected | Opt-In |  | 0 |  |  |  |  | 0 |  | 0 |  |  | 0 |  |  |  | 8.165 |  |  | 4x Jenbacher JGS 616 GS Shirebrook 1 Acreage Lane Shirebrook Nottinghamshire NG20 8RN SK528672 | 1100050313401 |  |  |  | No | No | No | Metering Option (b) | Yes | No |  |  |  | Yes |  | COP3 - Accuracy: Class .5 | Yes |  | Yes
1 | AUKPR5 | T-4 | Capacity Auction | 2020 | Alkane Energy UK Limited |  | AUKPR5 | Distribution | Non CMRS | Existing Generating CMU |  | Rejected | Opt-In |  | 0 |  |  |  |  | 0 |  | 0 |  |  | 0 |  |  |  | 2.027 |  |  | 1 x 2MW gas gen sets at Whitwell Energy Park. Whitwell Energy Park, Southfield Lane, Whitwell, Derbyshire, S80 3LH SK533758 | 0 |  |  |  | Yes | [13 empty] | Deferred
2 | AUKPR6 | T-4 | Capacity Auction | 2020 | Alkane Energy UK Limited |  | AUKPR6 | Distribution | Non CMRS | Existing Generating CMU |  | Prequalified | Opt-In |  | 1 |  |  |  |  | 0 |  | 2.341 |  |  | 2.205 |  |  |  | 2.276 |  |  | 2x MWM TBG 620V 16K Markham 1 Duckmanton Chesterfield S44 5HS SK449719 | 1100771002715 |  |  |  | No | No | Yes | Metering Option (a) | No |  |  | No | [6 empty] | No | N/A |  |  | Yes | 1 | CAN-2020-AUKPR6-001 | Alkane Energy UK Limited | Markh1 | 20/01/2017 | 1 | 2020/21 | 2.205 | [10 empty] | £5000 /MW | £25000 /MW | £10000 /MW | £15000 /MW | £35000 /MW | 100% | 200%
1 | AUKPR7 | T-4 | Capacity Auction | 2020 | Alkane Energy UK Limited |  | AUKPR7 | Distribution | Non CMRS | Existing Generating CMU |  | Prequalified | Opt-In |  | 1 |  |  |  |  | 0 |  | 8.669 |  |  | 8.164 |  |  |  | 8.367 |  |  | 1 x MWM TCG 2020 Gedling Energy Park, land off Arnold lane, Gedling, Nottingham NG4 4GZ SK615432 | 2300000974408 |  |  |  | No | No | Yes | Metering Option (b) | Yes | No |  |  |  | Yes |  | COP3 | Yes |  | Yes | N/A |  |  | Yes | 1 | CAN-2020-AUKPR7-001 | Alkane Energy UK Limited | Wheldale STOR Wheldale CMM Gedling | 20/01/2017 | 1 | 2020/21 | 8.164 | [10 empty] | £5000 /MW | £25000 /MW | £10000 /MW | £15000 /MW | £35000 /MW | 100% | 200%
X | AUKPR7-Component |  |  |  | Alkane Energy UK Limited | [26 empty] | 1 x jenbacher j616 Wheldale 2 Wheldale Road Castleford West Yorkshire WF10 2RR SE441262
X | AUKPR7-Component |  |  |  | Alkane Energy UK Limited | [26 empty] | 2x Jenbacher J620 & 1x Jenbacher J616 Wheldale 1 Wheldale Generation Site Wheldale Road Castleford West Yorkshire WF10 2RR SE441262
2 | AUKPR8 | T-4 | Capacity Auction | 2020 | Alkane Energy UK Limited |  | AUKPR8 | Distribution | Non CMRS | Existing Generating CMU |  | Prequalified | Opt-In |  | 1 |  |  |  |  | 0 |  | 3.735 |  |  | 3.517 |  |  |  | 3.624 |  |  | 1 x MWM TBG 620V 16K Toray 2, Toray Textiles, Import Way Crown Farm Way Mansfield NG19 0FT SK569616 | 1170000288686 |  |  |  | No | No | Yes | Metering Option (a) | No |  |  | No | [6 empty] | No | N/A |  |  | Yes | 1 | CAN-2020-AUKPR8-001 | Alkane Energy UK Limited | Toray1 Toray 2 Toray 3 | 20/01/2017 | 1 | 2020/21 | 3.517 | [10 empty] | £5000 /MW | £25000 /MW | £10000 /MW | £15000 /MW | £35000 /MW | 100% | 200%
X | AUKPR8-Component |  |  |  | Alkane Energy UK Limited | [26 empty] | 1 x MWM TGC 2020 Toray 3, Toray Textiles Import Way Crown Farm Way Nottinghamshire NG19 0FT SK569616
X | AUKPR8-Component |  |  |  | Alkane Energy UK Limited | [26 empty] | 1x MWM TCG 2020 Toray 1 Toray Textiles ImportExport Crown Farm Way Mansfield Nottingham NG19 0FT SK569616
1 | AUKPR9 | T-4 | Capacity Auction | 2020 | Alkane Energy UK Limited |  | AUKPR9 | Distribution | Non CMRS | Existing Generating CMU |  | Prequalified | Opt-In |  | 1 |  |  |  |  | 0 |  | 9.791 |  |  | 9.22 |  |  |  | 9.534 |  |  | 1 x jenbacher JGS616 GS Shirebrook 2 Acreage Lane Shirebrook Nottinghamshire NG20 8RN SK528672 | 1100050313401 |  |  |  | No | No | Yes | Metering Option (a) | No |  |  | No | [6 empty] | No | N/A |  |  | Yes | 1 | CAN-2020-AUKPR9-001 | Alkane Energy UK Limited | Shirebrook STOR Shirebrook CMM | 20/01/2017 | 1 | 2020/21 | 9.22 | [10 empty] | £5000 /MW | £25000 /MW | £10000 /MW | £15000 /MW | £35000 /MW | 100% | 200%
X | AUKPR9-Component |  |  |  | Alkane Energy UK Limited | [26 empty] | 4x Jenbacher JGS 616 GS Shirebrook 1 Acreage Lane Shirebrook Nottinghamshire NG20 8RN SK528672
2 | AXMN-A | T-4 | Capacity Auction | 2020 | SelectGen Limited |  | Axminster | Distribution | Non CMRS | New Build Generating CMU |  | Not Prequalified | Opt-In |  | 15 |  | Yes | Yes |  | 0 | Yes | 20 |  |  | 18.834 |  |  |  | 18.834 |  |  | CMU Component is 500kVA reciprocating diesel engine. Land West of Pound Rd, Hawkchurch, Axminster, Exeter, EX13 5UP SY 350 990 | N/A |  |  |  | Yes | [13 empty] | Deferred
1 | B1PS1C | T-4 | Capacity Auction | 2020 | Battery Energy Storage Services 1 Limited |  | Battery Energy Storage Services 1 PS 15MW | Distribution | CMRS | New Build Generating CMU | Yes | Not Prequalified | Opt-In |  | 15 |  | Yes | Yes |  | 0 | Yes | 14.865 |  |  | 14.314 |  |  |  | 14.444 |  |  | New build battery 350 Petre Street Sheffield S4 8LU SK369895 | N/A |  |  |  | No | No | Yes |  | No | [9 empty] | No
2 | B1PS1S | T-4 | Capacity Auction | 2020 | Battery Energy Storage Services 1 Limited |  | Battery Energy Storage Services 1 PS 15MW | Distribution | Non CMRS | New Build Generating CMU | Yes | Not Prequalified | Opt-In |  | 15 |  | Yes | Yes |  | 0 | Yes | 14.865 |  |  | 14.314 |  |  |  | 14.444 |  |  | New build battery 350 Petre Street Sheffield S4 8LU SK369895 | N/A |  |  |  | No | No | Yes | Metering Option (b) | No | No |  |  |  | No | The Metering System is not Commissioned as this is a Prospective CMU and thus has not been built yet. | Meter accuracy will be compliant with BSC Code of Practice 2 | Yes |  | No
1 | B1PS3C | T-4 | Capacity Auction | 2020 | Battery Energy Storage Services 1 Limited |  | Battery Energy Storage Services 1 PS 30MW | Distribution | CMRS | New Build Generating CMU | Yes | Not Prequalified | Opt-In |  | 15 |  | Yes | Yes |  | 0 | Yes | 29.729 |  |  | 27.996 |  |  |  | 28.887 |  |  | New build battery. 350 Petre Street Sheffield S4 8LU SK369895 | N/A |  |  |  | No | No | Yes |  | No | [9 empty] | No
2 | B1PS3S | T-4 | Capacity Auction | 2020 | Battery Energy Storage Services 1 Limited |  | Battery Energy Storage Services 1 PS 30MW | Distribution | Non CMRS | New Build Generating CMU | Yes | Not Prequalified | Opt-In |  | 15 |  | Yes | Yes |  | 0 | Yes | 29.73 |  |  | 28.626 |  |  |  | 28.887 |  |  | New build battery. 350 Petre Street Sheffield S4 8LU SK369895 | N/A |  |  |  | No | No | Yes | Metering Option (b) | No | No |  |  |  | No | The Metering System is not Commissioned as this is a Prospective CMU and thus has not been built yet. | Meter accuracy will be compliant with BSC Code of Practice 2 | Yes |  | No
1 | B1PS6C | T-4 | Capacity Auction | 2020 | Battery Energy Storage Services 1 Limited |  | Battery Energy Storage Services 1 PS 60MW | Distribution | CMRS | New Build Generating CMU | Yes | Not Prequalified | Opt-In |  | 15 |  | Yes | Yes |  | 0 | Yes | 29.73 |  |  | 28.626 |  |  |  | 57.774 |  |  | New build battery. 350 Petre Street Sheffield S4 8LU SK369895 | N/A |  |  |  | No | No | Yes |  | No | [9 empty] | No
2 | B1PS6S | T-4 | Capacity Auction | 2020 | Battery Energy Storage Services 1 Limited |  | Battery Energy Storage Services 1 PS 60MW | Distribution | Non CMRS | New Build Generating CMU | Yes | Not Prequalified | Opt-In |  | 15 |  | Yes | Yes |  | 0 | Yes | 29.73 |  |  | 28.626 |  |  |  | 57.774 |  |  | New build battery. 350 Petre Street Sheffield S4 8LU SK369895 | N/A |  |  |  | No | No | Yes | Metering Option (b) | No | No |  |  |  | No | The Metering System is not Commissioned as this is a Prospective CMU and thus has not been built yet. | Meter accuracy will be compliant with BSC Code of Practice 2 | Yes |  | No
1 | B2ST1C | T-4 | Capacity Auction | 2020 | Battery Energy Storage Services 2 Limited |  | Battery Energy Storage Services 2 ST 15MW | Distribution | CMRS | New Build Generating CMU | Yes | Not Prequalified | Opt-In |  | 15 |  | Yes | Yes |  | 0 | Yes | 14.87 |  |  | 14.314 |  |  |  | 14.444 |  |  | New build battery Fitzwise Yard Troughbrook Road Hollingwood CHESTERFIELD S43 2JP SK417745 | N/A |  |  |  | No | No | Yes |  | No | [9 empty] | No
2 | B2ST1S | T-4 | Capacity Auction | 2020 | Battery Energy Storage Services 2 Limited |  | Battery Energy Storage Services 2 ST 15MW | Distribution | Non CMRS | New Build Generating CMU | Yes | Not Prequalified | Opt-In |  | 15 |  | Yes | Yes |  | 0 | Yes | 14.865 |  |  | 14.314 |  |  |  | 14.444 |  |  | New build battery Fitzwise Yard Troughbrook Road Hollingwood CHESTERFIELD S43 2JP SK417745 | N/A |  |  |  | No | No | Yes | Metering Option (b) | No | No |  |  |  | No | The Metering System is not Commissioned as this is a Prospective CMU and thus has not been built yet. | Meter accuracy will be compliant with BSC Code of Practice 2 | Yes |  | No
1 | B2ST3C | T-4 | Capacity Auction | 2020 | Battery Energy Storage Services 2 Limited |  | Battery Energy Storage Services 2 ST 30MW | Distribution | CMRS | New Build Generating CMU | Yes | Not Prequalified | Opt-In |  | 15 |  | Yes | Yes |  | 0 | Yes | 29.87 |  |  | 28.757 |  |  |  | 28.887 |  |  | New build battery Fitzwise Yard Troughbrook Road Hollingwood CHESTERFIELD S43 2JP SK417745 | N/A |  |  |  | No | No | Yes |  | No | [9 empty] | No
2 | B2ST3S | T-4 | Capacity Auction | 2020 | Battery Energy Storage Services 2 Limited |  | Battery Energy Storage Services 2 ST 30MW | Distribution | Non CMRS | New Build Generating CMU | Yes | Not Prequalified | Opt-In |  | 15 |  | Yes | Yes |  | 0 | Yes | 14.865 |  |  | 14.314 |  |  |  | 28.887 |  |  | New build battery Fitzwise Yard Troughbrook Road Hollingwood CHESTERFIELD S43 2JP SK417745 | N/A |  |  |  | No | No | Yes | Metering Option (b) | No | No |  |  |  | No | The Metering System is not Commissioned as this is a Prospective CMU and thus has not been built yet. | Meter accuracy will be compliant with BSC Code of Practice 2 | Yes |  | Yes
1 | B3KN0C | T-4 | Capacity Auction | 2020 | Battery Energy Storage Services 3 Limited |  | Battery Energy Storage Services 3 KN 100MW | Distribution | CMRS | New Build Generating CMU | Yes | Not Prequalified | Opt-In |  | 15 |  | Yes | Yes |  | 0 | Yes | 99.55 |  |  | 95.856 |  |  |  | 96.29 |  |  | New build battery Burning Ground Site Kingsnorth Works Industrial Estate Hoo Rochester ME3 9NZ TQ807728 | N/A |  |  |  | No | No | Yes |  | No | [9 empty] | No
2 | B3KN0S | T-4 | Capacity Auction | 2020 | Battery Energy Storage Services 3 Limited |  | Battery Energy Storage Services 3 KN 100MW | Distribution | Non CMRS | New Build Generating CMU | Yes | Not Prequalified | Opt-In |  | 15 |  | Yes | Yes |  | 0 | Yes | 99.549 |  |  | 95.856 |  |  |  | 96.29 |  |  | New build battery Burning Ground Site Kingsnorth Works Industrial Estate Hoo Rochester ME3 9NZ TQ807728 | N/A |  |  |  | No | No | Yes | Metering Option (b) | No | No |  |  |  | No | The Metering System is not Commissioned as this is a Prospective CMU and thus has not been built yet. | Meter accuracy will be compliant with BSC Code of Practice 2 | Yes |  | No
1 | B3KN4C | T-4 | Capacity Auction | 2020 | Battery Energy Storage Services 3 Limited |  | Battery Energy Storage Services 3 KN 49MW | Distribution | CMRS | New Build Generating CMU | Yes | Not Prequalified | Opt-In |  | 15 |  | Yes | Yes |  | 0 | Yes | 48.55 |  |  | 46.748 |  |  |  | 47.182 |  |  | New build battery Burning Ground Site Kingsnorth Works Industrial Estate Hoo Rochester ME3 9NZ TQ807728 | N/A |  |  |  | No | No | Yes |  | No | [9 empty] | No
2 | B3KN4S | T-4 | Capacity Auction | 2020 | Battery Energy Storage Services 3 Limited |  | Battery Energy Storage Services 3 KN 49MW | Distribution | Non CMRS | New Build Generating CMU | Yes | Not Prequalified | Opt-In |  | 15 |  | Yes | Yes |  | 0 | Yes | 48.549 |  |  | 46.748 |  |  |  | 47.182 |  |  | New build battery Burning Ground Site Kingsnorth Works Industrial Estate Hoo Rochester ME3 9NZ TQ807728 | N/A |  |  |  | No | No | Yes | Metering Option (b) | No | No |  |  |  | No | The Metering System is not Commissioned as this is a Prospective CMU and thus has not been built yet. | Meter accuracy will be compliant with BSC Code of Practice 2 | Yes |  | No
1 | B3KN5C | T-4 | Capacity Auction | 2020 | Battery Energy Storage Services 3 Limited |  | Battery Energy Storage Services 3 KN 50MW | Distribution | CMRS | New Build Generating CMU | Yes | Not Prequalified | Opt-In |  | 15 |  | Yes | Yes |  | 0 | Yes | 49.55 |  |  | 47.711 |  |  |  | 48.145 |  |  | New build battery Burning Ground Site Kingsnorth Works Industrial Estate Hoo Rochester ME3 9NZ TQ807728 | N/A |  |  |  | No | No | Yes |  | No | [9 empty] | No
2 | B3KN5S | T-4 | Capacity Auction | 2020 | Battery Energy Storage Services 3 Limited |  | Battery Energy Storage Services 3 KN 50MW | Distribution | Non CMRS | New Build Generating CMU | Yes | Not Prequalified | Opt-In |  | 15 |  | Yes | Yes |  | 0 | Yes | 49.55 |  |  | 47.711 |  |  |  | 48.145 |  |  | New build battery Burning Ground Site Kingsnorth Works Industrial Estate Hoo Rochester ME3 9NZ TQ807728 | N/A |  |  |  | No | No | Yes | Metering Option (b) | No | No |  |  |  | No | The Metering System is not Commissioned as this is a Prospective CMU and thus has not been built yet. | Meter accuracy will be compliant with BSC Code of Practice 2 | Yes |  | No
1 | B3KN9C | T-4 | Capacity Auction | 2020 | Battery Energy Storage Services 3 Limited |  | Battery Energy Storage Services 3 KN 98MW | Distribution | CMRS | New Build Generating CMU | Yes | Not Prequalified | Opt-In |  | 15 |  | Yes | Yes |  | 0 | Yes | 97.55 |  |  | 93.93 |  |  |  | 94.364 |  |  | New build battery Burning Ground Site Kingsnorth Works Industrial Estate Hoo Rochester ME3 9NZ TQ807728 | N/A |  |  |  | No | No | Yes |  | No | [9 empty] | No
2 | B3KN9S | T-4 | Capacity Auction | 2020 | Battery Energy Storage Services 3 Limited |  | Battery Energy Storage Services 3 KN 98MW | Distribution | Non CMRS | New Build Generating CMU | Yes | Not Prequalified | Opt-In |  | 15 |  | Yes | Yes |  | 0 | Yes | 61.549 |  |  | 57.961 |  |  |  | 94.364 |  |  | New build battery Burning Ground Site Kingsnorth Works Industrial Estate Hoo Rochester ME3 9NZ TQ807728 | N/A |  |  |  | No | No | Yes | Metering Option (b) | No | No |  |  |  | No | The Metering System is not Commissioned as this is a Prospective CMU and thus has not been built yet. | Meter accuracy will be compliant with BSC Code of Practice 2 | Yes |  | No
1 | B4PT3C | T-4 | Capacity Auction | 2020 | Battery Energy Storage Services 4 Limited |  | Battery Energy Storag Services 4 PT 35MW | Distribution | CMRS | New Build Generating CMU | Yes | Prequalified | Opt-In |  | 15 |  | Yes | Yes |  | 333970 |  | 34.68 |  |  | 33.397 |  |  |  | 33.702 |  |  | New build battery Land at Jarrow Slake Port of Tyne Adjacent to Jarrow Road SOUTH SHIELDS NE34 9PS NZ349648 | N/A |  |  |  | No | No | Yes | Metering Option (a) | No | [9 empty] | No | Yes | 12 |  | Yes | 12 | CAN-2020-B4PT3C-001 | Battery Energy Storage Services 4 Limited | B4PT3C | 20/01/2017 | 12 | 2020/21 2021/22 2022/23 2023/24 2024/25 2025/26 2026/27 2027/28 2028/29 2029/30 2030/31 2031/32 | 33.397 | Yes | 20/04/2018 | Yes | 01/04/2019 | Yes | 01/10/2021 |  |  |  |  | £5000 /MW | £25000 /MW | £10000 /MW | £15000 /MW | £35000 /MW | 100% | 200%
2 | B4PT3S | T-4 | Capacity Auction | 2020 | Battery Energy Storage Services 4 Limited |  | Battery Energy Storage Services 4 PT 35MW | Distribution | Non CMRS | New Build Generating CMU | Yes | Prequalified | Opt-In |  | 15 |  | Yes | Yes |  | 0 |  | 34.684 |  |  | 33.397 |  |  |  | 33.702 |  |  | New build battery Land at Jarrow Slake Port of Tyne Adjacent to Jarrow Road SOUTH SHIELDS NE34 9PS NZ349648 | N/A |  |  |  | No | No | Yes | Metering Option (b) | No | No |  |  |  | No | The Metering System is not Commissioned as this is a Prospective CMU and thus has not been built yet. | Meter accuracy will be compliant with BSC Code of Practice 2 | Yes |  | No
1 | B4PT7C | T-4 | Capacity Auction | 2020 | Battery Energy Storage Services 4 Limited |  | Battery Energy Storage Services 4 PT 70MW | Distribution | CMRS | New Build Generating CMU | Yes | Not Prequalified | Opt-In |  | 15 |  | Yes | Yes |  | 0 | Yes | 69.684 |  |  | 67.099 |  |  |  | 67.403 |  |  | New build battery Land at Jarrow Slake Port of Tyne Adjacent to Jarrow Road SOUTH SHIELDS NE34 9PS NZ349648 | N/A |  |  |  | No | No | Yes |  | No | [9 empty] | No
2 | B4PT7S | T-4 | Capacity Auction | 2020 | Battery Energy Storage Services 4 Limited |  | Battery Energy Storage Services 4 PT 70MW | Distribution | Non CMRS | New Build Generating CMU | Yes | Not Prequalified | Opt-In |  | 15 |  | Yes | Yes |  | 0 | Yes | 34.684 |  |  | 33.397 |  |  |  | 67.403 |  |  | New build battery Land at Jarrow Slake Port of Tyne Adjacent to Jarrow Road SOUTH SHIELDS NE34 9PS NZ349648 | N/A |  |  |  | No | No | Yes | Metering Option (b) | No | No |  |  |  | No | The Metering System is not Commissioned as this is a Prospective CMU and thus has not been built yet. | Meter accuracy will be compliant with BSC Code of Practice 2 | Yes |  | No
1 | BAGE1b | T-4 | Capacity Auction | 2020 | Calon Energy Limited |  | Baglan-1 | Transmission | CMRS | Refurbishing Generating CMU |  | Prequalified | Opt-In |  | 15 |  |  |  |  | 0 |  | 550 |  |  |  | 468 | 495 | Opt-In |  | 468 | 468 | Existing BAGE-1 CCGT repowered with new gas turbine and substantial BOP improvements Baglan Bay Power Station Baglan Energy Park Port Talbot SA12 7GE SS 731 923 | 7151 |  |  |  | No |  |  |  | No | [9 empty] | Yes | Yes | 15 | Pre & Post Refurbishing | Yes | 1 | CAN-2020-BAGE1b-001 | Calon Energy Limited | BAGE-1 BAGE-1 | 20/01/2017 | 1 | 2020/21 | 468 |  |  |  |  | Yes | 01/10/2020 |  |  |  |  | £5000 /MW | £25000 /MW | £10000 /MW | £15000 /MW | £35000 /MW | 100% | 200%
X | BAGE1b-Component |  |  |  | Calon Energy Limited | [26 empty] | Existing CCGT Baglan Unit 1
2 | BAGE2b | T-4 | Capacity Auction | 2020 | Calon Energy Limited |  | Baglan-2 | Transmission | CMRS | Existing Generating CMU |  | Prequalified | Opt-In |  | 1 |  |  |  |  | 0 |  | 32 |  |  | 30.417 |  |  |  | 30.134 |  |  | Existing CHP module Baglan Bay Power Station Baglan Energy Park Port Talbot SA12 7GE SS 730 922 | 7151 |  |  |  | No |  |  |  | No | [9 empty] | No | N/A |  |  | Yes | 1 | CAN-2020-BAGE2b-001 | Calon Energy Limited | BAGE-2 | 20/01/2017 | 1 | 2020/21 | 30.417 | [10 empty] | £5000 /MW | £25000 /MW | £10000 /MW | £15000 /MW | £35000 /MW | 100% | 200%
1 | BALB01 | T-4 | Capacity Auction | 2020 | Walker & Son (Hauliers) Limited |  | BALBY | Distribution | Non CMRS | New Build Generating CMU |  | Prequalified | Opt-In |  | 15 |  |  |  |  | 0 |  | 10 |  |  | 9.417 |  |  |  | 9.417 |  |  | A new build gas fuelled generating station. Land 15, Carr hill, Balby, Doncaster, DN4 8DG SE 582 009 | N/A |  |  |  | Yes | [13 empty] | Deferred | Yes | 15 |  | Yes | 15 | CAN-2020-BALB01-001 | Walker & Son (Hauliers) Limited | BALB01 | 20/01/2017 | 15 | 2020/21 2021/22 2022/23 2023/24 2024/25 2025/26 2026/27 2027/28 2028/29 2029/30 2030/31 2031/32 2032/33 2033/34 2034/35 | 9.417 |  |  |  |  | Yes | 01/10/2021 |  |  | Yes | 01/10/2021 | £5000 /MW | £25000 /MW | £10000 /MW | £15000 /MW | £35000 /MW | 100% | 200%
2 | BAN001 | T-4 | Capacity Auction | 2020 | First Renewable Beta Limited |  | Banbury1 | Distribution | Non CMRS | New Build Generating CMU |  | Rejected | Opt-In |  | 0 |  |  |  |  | 0 |  | 0 |  |  | 0 |  |  |  | 4.709 |  |  | New build diesel or gas generating station. First Renewable Beta Limited, Southam Road, Banbury OX16 2SN SP 456 426 | N/A |  |  |  | Yes | [13 empty] | Deferred
1 | BARNS1 | T-4 | Capacity Auction | 2020 | Peak Power Connections Limited |  | BARNS1 | Distribution | Non CMRS | New Build Generating CMU |  | Not Prequalified | Opt-In |  | 15 |  | Yes | Yes |  | 0 | Yes | 20.28 |  |  | 19.098 |  |  |  | 19.098 |  |  | Diesel and/or gas reciprocating engines. Claycliffe Rd, Barnsley, S75 1HS SE 319 081 | N/A |  |  |  | Yes | [13 empty] | Deferred
2 | BBMBAT | T-4 | Capacity Auction | 2020 | E.ON UK CHP Limited |  | Blackburn Meadows Battery | Distribution | Non CMRS | New Build Generating CMU | Yes | Prequalified | Opt-In |  | 15 |  | Yes | Yes |  | 96290 |  | 10 |  |  | 9.629 |  |  |  | 9.629 |  |  | A site with a 10MW, 5MWh (2C) Lithium Ion Battery system, the system is connected to the distribution network via the same connection as a nearby biomass power station. The battery system is completely independent in terms of operation, metering, ownership etc to the Biomass Station. The battery system is providing frequency response services (specifically Enhanced Frequency Response (EFR)) to National Grid Electricity Transmission plc. Blackburn Meadows Power Station, Alsing Road, Tinsley, Sheffield, S9 1HF SK397915 | N/A |  |  |  | Yes | [13 empty] | Deferred | Yes |  |  | Yes | 15 | CAN-2020-BBMBAT-001 | E.ON UK CHP Limited | BBMBAT | 20/01/2017 | 15 | 2020/21 2021/22 2022/23 2023/24 2024/25 2025/26 2026/27 2027/28 2028/29 2029/30 2030/31 2031/32 2032/33 2033/34 2034/35 | 9.629 | Yes | 20/04/2018 | Yes | 01/04/2019 | Yes | 01/10/2021 |  |  | Yes | 01/10/2021 | £5000 /MW | £25000 /MW | £10000 /MW | £15000 /MW | £35000 /MW | 100% | 200%
1 | BE3152 | T-4 | Capacity Auction | 2020 | Green Frog Power 214 Limited |  | Hirwaun and Dowlais | Distribution | Non CMRS | Existing Generating CMU |  | Prequalified | Opt-In |  | 1 |  |  |  |  | 0 |  | 3.52 |  |  | 3.315 |  |  |  | #N/A |  |  | Additional capacity alongside the long term STOR at Dowlais (Merthyr Tydfil). The site generates at unity and therefore a power factor of 1.0 has been used to convert MVA to MW. Pengarnddu Ind Est, Dowlais Top CF48 2TA SO078088 | 2100041089700 |  |  |  | No | No | Yes | Metering Option (b) | Yes | Yes | Settlement metering |  |  | Yes |  | COP2 | Yes |  | Yes | N/A |  |  | Yes | 1 | CAN-2020-BE3152-001 | Green Frog Power 214 Limited | Hirwaun Dowlais | 20/01/2017 | 1 | 2020/21 | 3.315 | [10 empty] | £5000 /MW | £25000 /MW | £10000 /MW | £15000 /MW | £35000 /MW | 100% | 200%
X | BE3152-Component |  |  |  | Green Frog Power 214 Limited | [26 empty] | Additional capacity alongside the long term STOR at Hirwaun & Dowlais. The site generates at unity and therefore a power factor of 1.0 has been used to convert MVA to MW. Main Ave, Hirwaun, CF44 9UY SN937060
2 | BEN001 | T-4 | Capacity Auction | 2020 | Warwick Generation Limited |  | Warwick Generation Bentinck 1 | Distribution | Non CMRS | New Build Generating CMU |  | Not Prequalified | Opt-In |  | 15 |  | Yes | Yes |  | 0 |  | 12 |  |  | 11.3 |  |  |  | 11.3 |  |  | 4 x 3MW gas reciprocating engines used for power generation, with associated infrastructure. Bentinck Colliery, Park Lane, Kirkby-in-Ashfield, Nottinghamshire, NG17 9LJ SK 489 551 | N/A |  |  |  | Yes | [13 empty] | Deferred
1 | BG3002 | T-4 | Capacity Auction | 2020 | Briscoe Energy Limited |  | Big Lane | Distribution | CMRS | New Build Generating CMU |  | Prequalified | Opt-In |  | 15 |  | Yes |  |  | 0 |  | 10.59 |  |  | 9.973 |  |  |  | 9.973 |  |  | Gas fired reciprocating engines Seagrave Grange, Loughborough, Leicestershire, LE12 7BG SK609165 | N/A |  |  |  | Yes | [13 empty] | Deferred | Yes | 15 |  | No | N/A
2 | BGTL01 | T-4 | Capacity Auction | 2020 | British Gas Trading Limited |  | BGTL01 | Distribution | Non CMRS | Unproven DSR CMU |  | Prequalified | Opt-In |  | 1 | Yes |  |  |  | 0 |  | 2.24 |  |  | 1.946 |  |  |  | 1.946 |  |  | Site with behind the meter diesel generation - offsetting site load and exporting surplus. 6 Braham St, Aldgate, London, E1 8EE TQ 338 812 | N/A |  |  |  | No |  |  | Metering Option (a) | [10 empty] | No | Yes |  |  | No | N/A
1 | BGTL02 | T-4 | Capacity Auction | 2020 | British Gas Trading Limited |  | BGTL02 | Distribution | Non CMRS | Unproven DSR CMU |  | Prequalified | Opt-In |  | 1 | Yes |  |  |  | 0 |  | 2.016 |  |  | 1.752 |  |  |  | 1.752 |  |  | Site with behind the meter diesel generation - offsetting site load and exporting surplus. Great Maze Pond, London, SE1 9RT TQ 329 800 | N/A |  |  |  | Yes | [13 empty] | Deferred
2 | BGTL03 | T-4 | Capacity Auction | 2020 | British Gas Trading Limited |  | BGTL03 | Distribution | Non CMRS | Unproven DSR CMU |  | Prequalified | Opt-In |  | 1 | Yes |  |  |  | 0 |  | 2.128 |  |  | 1.848 |  |  |  | 1.849 |  |  | Site with behind the meter diesel generation - offsetting site load and exporting surplus. Vodafone House, Newbury, RG14 2FN SU 474 688 | N/A |  |  |  | Yes | [13 empty] | Deferred | Yes |  |  | No | N/A
X | BGTL03-Component |  |  |  | British Gas Trading Limited | [26 empty] | Site with behind the meter diesel generation - offsetting site load and exporting surplus. Newton Rd, Crawley, RH10 9TT TQ 278 384
X | BGTL03-Component |  |  |  | British Gas Trading Limited | [26 empty] | Site with behind the meter diesel generation - offsetting site load and exporting surplus. Huntingdon, PE29 6WP TL 232 739
1 | Biody1 | T-4 | Capacity Auction | 2020 | Bio Dynamic Power Limited |  | Biodynamic1 | Distribution | Non CMRS | New Build Generating CMU |  | Prequalified | Opt-In |  | 15 |  | Yes | Yes |  | 188340 |  | 20 |  |  | 18.834 |  |  |  | 18.834 |  |  | A new build diesel and / or gas fueled generating station consisting of 40 generator units of 0.5Mw each. Unit 1 Private Road 4 Colwick Industrial Park Nottingham NG4 2JT SK 633 398 | N/A |  |  |  | Yes | [13 empty] | Deferred | Yes | 15 |  | Yes | 15 | CAN-2020-Biody1-001 | Bio Dynamic Power Limited | Biody1 | 20/01/2017 | 15 | 2020/21 2021/22 2022/23 2023/24 2024/25 2025/26 2026/27 2027/28 2028/29 2029/30 2030/31 2031/32 2032/33 2033/34 2034/35 | 18.834 | Yes | 20/04/2018 | Yes | 01/04/2019 | Yes | 01/10/2021 |  |  | Yes | 01/10/2021 | £5000 /MW | £25000 /MW | £10000 /MW | £15000 /MW | £35000 /MW | 100% | 200%
2 | BLAC01 | T-4 | Capacity Auction | 2020 | Peak Power Connections Limited |  | BLAC01 | Distribution | Non CMRS | New Build Generating CMU |  | Not Prequalified | Opt-In |  | 15 |  | Yes | Yes |  | 0 | Yes | 12.168 |  |  | 11.459 |  |  |  | 11.459 |  |  | Diesel and/or gas reciprocating engines. White's Rd, West Bromwich B71 1DF SO 999 927 | N/A |  |  |  | Yes | [13 empty] | Deferred
1 | BLAC02 | T-4 | Capacity Auction | 2020 | Peak Power Connections Limited |  | BLAC02 | Distribution | Non CMRS | New Build Generating CMU |  | Not Prequalified | Opt-In |  | 15 |  | Yes | Yes |  | 0 | Yes | 18.252 |  |  | 17.188 |  |  |  | 17.188 |  |  | Diesel and/or gas reciprocating engines. White's Rd, West Bromwich B71 1DF SO 999 927 | N/A |  |  |  | Yes | [13 empty] | Deferred
2 | BLEN01 | T-4 | Capacity Auction | 2020 | RYDBERG DEVELOPMENT COMPANY LIMITED |  | BLEN01 | Distribution | Non CMRS | New Build Generating CMU |  | Not Prequalified | Opt-In |  | 15 |  | Yes | Yes |  | 0 | Yes | 20 |  |  | 18.834 |  |  |  | 18.834 |  |  | Gas and/or diesel reciprocating engines. Blendworth Resource Farm, Rowlands Castle Road, Hordean, PO8 0DR SU 707 106 | N/A |  |  |  | Yes | [13 empty] | Deferred
1 | BOLC01 | T-4 | Capacity Auction | 2020 | RYDBERG DEVELOPMENT COMPANY LIMITED |  | BOLC01 | Distribution | Non CMRS | New Build Generating CMU |  | Prequalified | Opt-In |  | 15 |  | Yes | Yes |  | 113000 |  | 12 |  |  | 11.3 |  |  |  | 11.3 |  |  | Gas and/or diesel reciprocating engines. A1085, Middlesbrough TS6 7HJ NZ 556 210 | N/A |  |  |  | Yes | [13 empty] | Deferred | Yes | 15 |  | Yes | 15 | CAN-2020-BOLC01-001 | RYDBERG DEVELOPMENT COMPANY LIMITED | 1 | 20/01/2017 | 15 | 2020/21 2021/22 2022/23 2023/24 2024/25 2025/26 2026/27 2027/28 2028/29 2029/30 2030/31 2031/32 2032/33 2033/34 2034/35 | 11.3 | Yes | 20/04/2018 | Yes | 01/04/2019 | Yes | 01/10/2021 |  |  | Yes | 01/10/2021 | £5000 /MW | £25000 /MW | £10000 /MW | £15000 /MW | £35000 /MW | 100% | 200%
2 | BRAN16 | T-4 | Capacity Auction | 2020 | Elloughton Glasshouses Limited |  | Branfield Energy Centre | Distribution | Non CMRS | New Build Generating CMU |  | Prequalified | Opt-In |  | 15 |  | Yes | Yes |  | 0 |  | 3.32 |  |  | 2.988 |  |  |  | 3.024 |  |  | The new Energy Centre will consist of one Jenbacher CHP engine with a generation capacity of 3.36 MW and a thermal output of 3.984 MW. APS Growers Ltd / Branfield Nursery 111 Stockbridge Road Elloughton HU15 1HW SE935282 | N/A |  |  |  | Yes | [13 empty] | Deferred
1 | BRD001 | T-4 | Capacity Auction | 2020 | E.ON UK Cogeneration Ltd |  | Bradford CHP | Distribution | Non CMRS | Existing Generating CMU |  | Prequalified | Opt-In |  | 1 |  |  |  |  | 0 |  | 2.37 |  |  | 2.133 |  |  |  | 2.133 |  |  | Gas fired CHP Address: Wyke Lane, Bradford, BD12 9EJ SE 162 272 | 2316510810126 |  |  |  | No | No | Yes | Metering Option (a) | No |  |  | No | [6 empty] | No | N/A |  |  | Yes | 1 | CAN-2020-BRD001-001 | E.ON UK Cogeneration Ltd | BRD001 | 20/01/2017 | 1 | 2020/21 | 2.133 | [10 empty] | £5000 /MW | £25000 /MW | £10000 /MW | £15000 /MW | £35000 /MW | 100% | 200%
2 | BREH14 | T-4 | Capacity Auction | 2020 | P3P Energy Management Limited |  | Europa Energy Centre | Distribution | Non CMRS | Existing Generating CMU |  | Prequalified | Opt-In |  | 1 |  |  |  |  | 0 |  | 14.984 |  |  | 13.485 |  |  |  | 13.541 |  |  | The CMU BREH14 consists of two CHP components supplying heat, CO2 and power to the on site Nursery. Europa Energy Centre, Hills Court Road, Ash, Kent, CT3 2AP TR297591 | 19000978875 |  |  |  | No | No | Yes | Metering Option (a) | No |  |  | No | [6 empty] | No | N/A |  |  | Yes | 1 | CAN-2020-BREH14-001 | P3P Energy Management Limited | BREH14 BREH14 | 20/01/2017 | 1 | 2020/21 | 13.485 | [10 empty] | £5000 /MW | £25000 /MW | £10000 /MW | £15000 /MW | £35000 /MW | 100% | 200%
X | BREH14-Component |  |  |  | P3P Energy Management Limited | [26 empty] | The CMU BREH14 consists of two CHP components supplying heat, CO2 and power to the on-site Nursery.
1 | BRIC01 | T-4 | Capacity Auction | 2020 | RYDBERG DEVELOPMENT COMPANY LIMITED |  | BRIC01 | Distribution | Non CMRS | New Build Generating CMU |  | Not Prequalified | Opt-In |  | 15 |  | Yes | Yes |  | 0 | Yes | 10 |  |  | 9.417 |  |  |  | 9.417 |  |  | Gas and/or diesel reciprocating engines. Rutherford Way, Thetford, IP24 1HA TL 866 841 | N/A |  |  |  | Yes | [13 empty] | Deferred
2 | BRISTa | T-4 | Capacity Auction | 2020 | Rolls-Royce Power Development Limited |  | Bristol Energy | Distribution | Non CMRS | Existing Generating CMU |  | Prequalified | Opt-In |  | 1 |  |  |  |  | 0 |  | 42.38 |  |  | 39.909 |  |  |  | 42.377 |  |  | The auxiliary load is minimal (1MW) and have been removed from the metering assessment when calculating the maximum generating output A38 Gloucester Road, Filton, Bristol, South Gloucestershire, BS34 7QE ST609809 | 2200032050436 |  |  |  | No | No | Yes | Metering Option (a) | No |  |  | No | [6 empty] | No | N/A |  |  | Yes | 1 | CAN-2020-BRISTa-001 | Rolls-Royce Power Development Limited | Turbine_1 | 20/01/2017 | 1 | 2020/21 | 39.909 | [10 empty] | £5000 /MW | £25000 /MW | £10000 /MW | £15000 /MW | £35000 /MW | 100% | 200%
1 | Brit16 | T-4 | Capacity Auction | 2020 | BritNed Development Limited |  | Britned Interconnector | Transmission | CMRS | Existing Interconnector CMU |  | Prequalified | Opt-In |  | 1 |  |  |  |  | 0 |  | 1200 |  |  | 888 |  |  |  | 888 |  |  | BritNed is a 1200MW (TEC) electricity interconnector connecting the electricity transmission systems in the Netherlands and GB. TQ 888748 | 7231 | [17 empty] | No | N/A |  |  | Yes | 1 | CAN-2020-Brit16-001 | BritNed Development Limited | I_IBD/IBG-BRTN1 | 20/01/2017 | 1 | 2020/21 | 888 | [8 empty] | Yes |  | £5000 /MW | £25000 /MW | £10000 /MW | £15000 /MW | £35000 /MW | 100% | 200%
2 | Brook1 | T-4 | Capacity Auction | 2020 | Brooke Energy (Engineering) Limited |  | Pontyp1 | Distribution | Non CMRS | New Build Generating CMU |  | Not Prequalified | Opt-In |  | 15 |  | Yes | Yes |  | 0 | Yes | 20 |  |  | 18.834 |  |  |  | 18.834 |  |  | A new build diesel and/or gas dual fuel generating station consisting of 45 generator units of 440KW each Morgans of Usk Ontario Works Gate 3, Pontyfelin Industrial Estate New Inn Pontypool NP4 0DQ ST 299 987 | N/A |  |  |  | Yes | [13 empty] | Deferred
1 | BRST1A | T-4 | Capacity Auction | 2020 | Infinis Alternative Energies Limited |  | BROST1 | Distribution | Non CMRS | Existing Generating CMU |  | Prequalified | Opt-In |  | 1 |  |  |  |  | 0 |  | 6.047 |  |  | 5.694 |  |  |  | 5.695 |  |  | A 6MW Merlees diesel reciprocating engine connected to this distribution network Brogborough Landfill Site Woburn Road Brogborough Bedfordshire MK43 0TN SP970401 | 1030041591828 |  |  |  | No | Yes | Yes | Metering Option (a) | Yes |  |  | No | [6 empty] | No | N/A |  |  | Yes | 1 | CAN-2020-BRST1A-001 | Infinis Alternative Energies Limited | BROST1 | 20/01/2017 | 1 | 2020/21 | 5.694 | [10 empty] | £5000 /MW | £25000 /MW | £10000 /MW | £15000 /MW | £35000 /MW | 100% | 200%
2 | BRST2B | T-4 | Capacity Auction | 2020 | Infinis Alternative Energies Limited |  | BROST2 | Distribution | Non CMRS | Existing Generating CMU |  | Prequalified | Opt-In |  | 1 |  |  |  |  | 0 |  | 6.011 |  |  | 5.661 |  |  |  | 5.669 |  |  | 1 x Merlees 6MW reciprocating engine and all associated auxiliary equipment Brogoborugh Landfill Site Woburn Road Brogborough Bedfordshire MK43 0TN SP970401 | 1050000322684 |  |  |  | No | Yes | Yes | Metering Option (a) | Yes |  |  | No | [6 empty] | No | N/A |  |  | Yes | 1 | CAN-2020-BRST2B-001 | Infinis Alternative Energies Limited | BROST2 | 20/01/2017 | 1 | 2020/21 | 5.661 | [10 empty] | £5000 /MW | £25000 /MW | £10000 /MW | £15000 /MW | £35000 /MW | 100% | 200%
1 | BS3026 | T-4 | Capacity Auction | 2020 | Redscar Limited |  | Redscar B | Distribution | CMRS | New Build Generating CMU |  | Prequalified | Opt-In |  | 15 |  | Yes |  |  | 194640 |  | 20.669 |  |  | 19.464 |  |  |  | 19.464 |  |  | gas fired reciprocating engines Red Scar Industrial Estate, Longridge Rd, Preston PR2 5LX SD577319 | N/A |  |  |  | No |  |  | Metering Option (a) | [10 empty] | Yes | Yes | 15 |  | Yes | 15 | CAN-2020-BS3026-001 | Redscar Limited | BS3026 | 20/01/2017 | 15 | 2020/21 2021/22 2022/23 2023/24 2024/25 2025/26 2026/27 2027/28 2028/29 2029/30 2030/31 2031/32 2032/33 2033/34 2034/35 | 19.464 | Yes | 20/04/2018 |  |  | Yes | 01/10/2021 |  |  |  |  | £5000 /MW | £25000 /MW | £10000 /MW | £15000 /MW | £35000 /MW | 100% | 200%
2 | BSBU17 | T-4 | Capacity Auction | 2020 | British Sugar plc |  | Bury St Edmunds CHP | Distribution | Non CMRS | Existing Generating CMU |  | Prequalified | Opt-In |  | 1 |  |  |  |  | 0 |  | 61.721 |  |  | 55.549 |  |  |  | 56.7 |  |  | The CMU is a gas fired CCGT CHP Bury St Edmunds Sugar Factory British Sugar plc Hollow Road Bury St Edmunds IP32 7BB TL861654 | 1023485782546 |  |  |  | No | No | Yes | Metering Option (a) | No |  |  | No | [6 empty] | No | N/A |  |  | Yes | 1 | CAN-2020-BSBU17-001 | British Sugar plc | 782546 | 20/01/2017 | 1 | 2020/21 | 55.549 | [10 empty] | £5000 /MW | £25000 /MW | £10000 /MW | £15000 /MW | £35000 /MW | 100% | 200%
1 | BUCK02 | T-4 | Capacity Auction | 2020 | FCC Buckinghamshire Ltd |  | FCC Buckinghamshire Ltd | Distribution | Non CMRS | New Build Generating CMU |  | Prequalified | Opt-In |  | 1 |  |  |  |  | 0 |  | 27.2 |  |  | 23.642 |  |  |  | 23.642 |  |  | FCC Buckinghamshire Ltd Calvert Landfill Site Brackley Lane Calvert Buckinghamshire MK18 2HF. In build Energy from Waste Plant. Auxiliary load is not included in the connection capacity i.e the export is net. Greatmoor EfW, Greatmoor Road, Woodham, Aylesbury, Buckinghamshire, HP18 0AF SP704224 | N/A |  |  |  | No | No | Yes | Metering Option (a) | No |  |  | No | [6 empty] | No | Yes | 1 |  | Yes | 1 | CAN-2020-BUCK02-001 | FCC Buckinghamshire Ltd | BUCK01 | 20/01/2017 | 1 | 2020/21 | 23.642 |  |  |  |  | Yes | 01/10/2021 |  |  |  |  | £5000 /MW | £25000 /MW | £10000 /MW | £15000 /MW | £35000 /MW | 100% | 200%
2 | BUR001 | T-4 | Capacity Auction | 2020 | Gas Generation Burnley Limited |  | Gas Generation Burnley 1 | Distribution | Non CMRS | New Build Generating CMU |  | Not Prequalified | Opt-In |  | 15 |  |  | Yes |  | 0 | Yes | 13.2 |  |  | 12.43 |  |  |  | 12.43 |  |  | 3 x 4.4MW gas reciprocating engines used for power generation, with associated infrastructure. Concrete yard at Holme Road, Burnley, Lancashire, BB12 0BJ SD 834 333 | N/A |  |  |  | Yes | [13 empty] | Deferred
1 | BURG01 | T-4 | Capacity Auction | 2020 | SSEPG (Operations) Limited | Ann Gray | Burghfield | Distribution | Non CMRS | Existing Generating CMU |  | Prequalified | Opt-In |  | 1 |  |  |  |  | 0 |  | 47.04 |  |  | 44.298 |  |  |  | 44.298 |  |  | 1 x OCGT Burghfield Mini Power Plant, Cottage Lane, Pingewood, Reading, RG30 3UW SU694705 | 2000050928886 |  |  |  | No | No | Yes | Metering Option (a) | No |  |  | No | [6 empty] | No | N/A |  |  | Yes | 1 | CAN-2020-BURG01-001 | SSEPG (Operations) Limited | BURGH-1 | 20/01/2017 | 1 | 2020/21 | 44.298 | [10 empty] | £5000 /MW | £25000 /MW | £10000 /MW | £15000 /MW | £35000 /MW | 100% | 200%
2 | burro1 | T-4 | Capacity Auction | 2020 | AGR Peak Power LTD |  | Burrowfields Power 1 | Distribution | Non CMRS | New Build Generating CMU |  | Not Prequalified | Opt-In |  | 15 |  | Yes | Yes |  | 0 | Yes | 6 |  |  | 5.65 |  |  |  | 5.65 |  |  | 6 MW power plant comprising a series of gas reciprocating engines 40 Burrowfields, Welwyn Garden City, Hertfordshire, AL7 4SR TL236116 | N/A |  |  |  | Yes | [13 empty] | Deferred
1 | BURY02 | T-4 | Capacity Auction | 2020 | Bury Power Limited |  | Bury Power | Distribution | Non CMRS | New Build Generating CMU |  | Prequalified | Opt-In |  | 15 |  |  |  |  | 0 |  | 20 |  |  | 18.834 |  |  |  | 18.834 |  |  | 20 MW power plant comprising 10 x 2MW gas reciprocating engines. Power plant will be connected to the local distribution network and local gas network. Chamberhall Street Bury Lancashire BL9 0LU SD 380 411 | N/A |  |  |  | Yes | [13 empty] | Deferred | Yes | 15 |  | No | N/A
2 | BUXT02 | T-4 | Capacity Auction | 2020 | Peak Power Connections Limited |  | BUXT02 | Distribution | Non CMRS | New Build Generating CMU |  | Prequalified | Opt-In |  | 15 |  | Yes | Yes |  | 190980 |  | 20.28 |  |  | 19.098 |  |  |  | 19.098 |  |  | Diesel and/or gas reciprocating engines. Waterswallows Road, Fairfield, Buxton, SK17 7JB SK 083 751 | N/A |  |  |  | Yes | [13 empty] | Deferred | Yes | 15 |  | Yes | 15 | CAN-2020-BUXT02-001 | Peak Power Connections Limited | 1 | 20/01/2017 | 15 | 2020/21 2021/22 2022/23 2023/24 2024/25 2025/26 2026/27 2027/28 2028/29 2029/30 2030/31 2031/32 2032/33 2033/34 2034/35 | 19.098 | Yes | 20/04/2018 | Yes | 01/04/2019 | Yes | 01/10/2021 |  |  | Yes | 01/10/2021 | £5000 /MW | £25000 /MW | £10000 /MW | £15000 /MW | £35000 /MW | 100% | 200%
1 | BYGEN1 | T-4 | Capacity Auction | 2020 | BYGEN POWER (TREGEEN) LIMITED |  | Bygen Power (Tregreen) | Distribution | Non CMRS | New Build Generating CMU |  | Prequalified | Opt-In |  | 15 |  |  |  |  | 0 |  | 20 |  |  | 18.834 |  |  |  | 18.834 |  |  | A new build diesel and/or gas dual fuel generating station consisting of 47 generator units of 440KW each Land East Of Edgemoor Titchsborough Hill Otterham Station Camelford Cornwall PL32 9XU SX 162 880 | N/A |  |  |  | No |  |  | Metering Option (a) | [10 empty] | Yes | Yes | 15 |  | Yes | 15 | CAN-2020-BYGEN1-001 | BYGEN POWER (TREGEEN) LIMITED | BYGEN1 | 20/01/2017 | 15 | 2020/21 2021/22 2022/23 2023/24 2024/25 2025/26 2026/27 2027/28 2028/29 2029/30 2030/31 2031/32 2032/33 2033/34 2034/35 | 18.834 |  |  |  |  | Yes | 01/10/2021 |  |  |  |  | £5000 /MW | £25000 /MW | £10000 /MW | £15000 /MW | £35000 /MW | 100% | 200%
2 | CARerf | T-4 | Capacity Auction | 2020 | Viridor Waste Management Limited |  | Cardiff ERF | Distribution | Non CMRS | Existing Generating CMU |  | Prequalified | Opt-In |  | 1 |  |  |  |  | 0 |  | 31.43 |  |  | 27.319 |  |  |  | 27.319 |  |  | CARerf is an Energy Recovery Facility (ERF) which can generate up to 35MW of power, although is currently constrained by a grid connection of 31.43MW (at export meter point). Trident Park EfW, Glass Avenue, Cardiff, CF24 5JQ ST201752 | 2100041142381 |  |  |  | No | No | Yes | Metering Option (a) | No | [9 empty] | No | N/A |  |  | Yes | 1 | CAN-2020-CARerf-001 | Viridor Waste Management Limited | CARerf | 20/01/2017 | 1 | 2020/21 | 27.319 | [10 empty] | £5000 /MW | £25000 /MW | £10000 /MW | £15000 /MW | £35000 /MW | 100% | 200%
1 | CarGe1 | T-4 | Capacity Auction | 2020 | Cargill PLC |  | Cargill Manch Generation | Distribution | Non CMRS | Existing Generating CMU |  | Prequalified | Opt-In |  | 1 |  |  |  |  | 0 |  | 27.9 |  |  | 25.11 |  |  |  | 25.11 |  |  | Siemens SGT200 Based CHP Cargill PLC, Trafford Park, M17 1PA SJ 783 979 | N/A |  |  |  | No | No | No | Metering Option (b) | No | Yes | Performance monitoring of the gas turbines and Annual CHPQA data gathering |  |  | Yes |  | Metering Installed to COP3 and COP5 Standard as required by the Auction Guidelines | Yes |  | Yes | N/A |  |  | Yes | 1 | CAN-2020-CarGe1-001 | Cargill PLC | GT0001 GT0002 GT0004 GT0005 | 20/01/2017 | 1 | 2020/21 | 25.11 | [10 empty] | £5000 /MW | £25000 /MW | £10000 /MW | £15000 /MW | £35000 /MW | 100% | 200%
X | CarGe1-Component |  |  |  | Cargill PLC | [26 empty] | Siemens SGT200 based CHP Cargill PLC, Trafford Park, Manchester, M17 1PA SJ 783 979
X | CarGe1-Component |  |  |  | Cargill PLC | [26 empty] | Solar T70 Based CHP System Cargill PLC, Trafford Park, Manchester, M17 1PA SJ 782 979
X | CarGe1-Component |  |  |  | Cargill PLC | [26 empty] | Solar T70 based CHP system Cargill PLC, Trafford Park, Manchester, M17 1PA SJ 782 979
2 | CARR01 | T-4 | Capacity Auction | 2020 | Carrington Power Limited |  | Carrington_1 | Transmission | CMRS | New Build Generating CMU |  | Prequalified | Opt-In |  | 1 |  |  |  |  | 0 |  | 455 |  |  | 409.5 |  |  |  | 409.5 |  |  | The CMU component is a combined cycle gas turbine Carrington Power Station 132 Manchester Road Carrington Manchester M31 4AY United Kingdom SJ 729 929 | 7290 |  |  |  | No |  |  | Metering Option (a) | [10 empty] | No | Yes | 1 |  | Yes | 1 | CAN-2020-CARR01-001 | Carrington Power Limited | T_CARR-1 | 20/01/2017 | 1 | 2020/21 | 409.5 |  |  |  |  | Yes | 01/10/2021 |  |  |  |  | £5000 /MW | £25000 /MW | £10000 /MW | £15000 /MW | £35000 /MW | 100% | 200%
1 | CARR02 | T-4 | Capacity Auction | 2020 | Carrington Power Limited |  | Carrington_2 | Transmission | CMRS | New Build Generating CMU |  | Prequalified | Opt-In |  | 1 |  |  |  |  | 0 |  | 455 |  |  | 409.5 |  |  |  | 409.5 |  |  | The CMU component is a combined cycle gas turbine Carrington Power Station 132 Manchester Road Carrington Manchester M31 4AY United Kingdom SJ 729 929 | 7290 |  |  |  | No |  |  | Metering Option (a) | [10 empty] | No | Yes | 1 |  | Yes | 1 | CAN-2020-CARR02-001 | Carrington Power Limited | T_CARR-2 | 20/01/2017 | 1 | 2020/21 | 409.5 |  |  |  |  | Yes | 01/10/2021 |  |  |  |  | £5000 /MW | £25000 /MW | £10000 /MW | £15000 /MW | £35000 /MW | 100% | 200%
2 | CARR03 | T-4 | Capacity Auction | 2020 | Peak Power Connections Limited |  | CARR03 | Distribution | Non CMRS | New Build Generating CMU |  | Not Prequalified | Opt-In |  | 15 |  | Yes | Yes |  | 0 | Yes | 20.28 |  |  | 19.098 |  |  |  | 19.098 |  |  | Diesel and/or gas reciprocating engines. Land off A6144 (Wild Fowl Farm) Manchester Road, Carrington, Manchester, M31 4AB SJ 749 932 | N/A |  |  |  | Yes | [13 empty] | Deferred
1 | CARR04 | T-4 | Capacity Auction | 2020 | NG CM 2017 Limited |  | CARR04 | Distribution | Non CMRS | New Build Generating CMU |  | Not Prequalified | Opt-In |  | 15 |  | Yes | Yes |  | 0 | Yes | 20.28 |  |  | 19.098 |  |  |  | 19.098 |  |  | Diesel and/or gas reciprocating engines. Land off A6144 (Wild Fowl Farm), Manchester Road, Carrington, Manchester M31 4AB SJ 749 933 | N/A |  |  |  | Yes | [13 empty] | Deferred
2 | CARR12 | T-4 | Capacity Auction | 2020 | Walker & Son (Hauliers) Limited |  | CARRHILL | Distribution | Non CMRS | New Build Generating CMU |  | Prequalified | Opt-In |  | 15 |  |  |  |  | 0 |  | 20 |  |  | 18.834 |  |  |  | 18.834 |  |  | A new build gas fuelled generating station. 9 J3 Business park, Balby Carr Bank, Doncaster, DN4 8DE SE 587 009 | N/A |  |  |  | Yes | [13 empty] | Deferred | Yes | 15 |  | Yes | 15 | CAN-2020-CARR12-001 | Walker & Son (Hauliers) Limited | CARR12 | 20/01/2017 | 15 | 2020/21 2021/22 2022/23 2023/24 2024/25 2025/26 2026/27 2027/28 2028/29 2029/30 2030/31 2031/32 2032/33 2033/34 2034/35 | 18.834 |  |  |  |  | Yes | 01/10/2021 |  |  | Yes | 01/10/2021 | £5000 /MW | £25000 /MW | £10000 /MW | £15000 /MW | £35000 /MW | 100% | 200%
1 | CASQ14 | T-4 | Capacity Auction | 2020 | P3P Energy Management AE Limited |  | Woodhouse Energy Centre | Distribution | Non CMRS | Existing Generating CMU |  | Prequalified | Opt-In |  | 1 |  |  |  |  | 0 |  | 3.376 |  |  | 3.038 |  |  |  | 3.038 |  |  | The CMU component is installed in the Woodhouse Energy Centre that is located at a Nursery site in Alderley Edge. Woodhouse Energy Centre A. Pearson and Sons’ Nursery Alderley Edge SK9 7UW SJ833774 | 1620000370490 |  |  |  | No | No | Yes | Metering Option (a) | No |  |  | No | [6 empty] | No | N/A |  |  | Yes | 1 | CAN-2020-CASQ14-001 | P3P Energy Management AE Limited | CASQ14 | 20/01/2017 | 1 | 2020/21 | 3.038 | [10 empty] | £5000 /MW | £25000 /MW | £10000 /MW | £15000 /MW | £35000 /MW | 100% | 200%
2 | CAST01 | T-4 | Capacity Auction | 2020 | E.ON UK Cogeneration Ltd |  | Castleford CCGT | Distribution | Non CMRS | Existing Generating CMU |  | Prequalified | Opt-In |  | 1 |  |  |  |  | 0 |  | 49.999 |  |  | 44.999 |  |  |  | 44.999 |  |  | Small CCGT (ex CHP) Address: Wheldon Rd, Castleford WF10 2SD SE 434 264 | 2300000790550 |  |  |  | No | No | Yes | Metering Option (a) | No |  |  | No | [6 empty] | No | N/A |  |  | No | N/A
1 | Castle | T-4 | Capacity Auction | 2020 | Enersyst Limited |  | Castlegate | Distribution | Non CMRS | New Build Generating CMU |  | Prequalified | Opt-In |  | 15 |  | Yes |  |  | 34280 |  | 3.64 |  |  | 3.428 |  |  |  | 3.428 |  |  | 2 x 2 MW OCGT gas reciprocating engine Rockingham South, Smoke Lane, Avonmouth, BS11 0YT ST 527 804 | N/A |  |  |  | Yes | [13 empty] | Deferred | Yes |  |  | Yes | 15 | CAN-2020-Castle-001 | Enersyst Limited | ENER01 | 20/01/2017 | 15 | 2020/21 2021/22 2022/23 2023/24 2024/25 2025/26 2026/27 2027/28 2028/29 2029/30 2030/31 2031/32 2032/33 2033/34 2034/35 | 3.428 | Yes | 20/04/2018 |  |  | Yes | 01/10/2021 |  |  | Yes | 01/10/2021 | £5000 /MW | £25000 /MW | £10000 /MW | £15000 /MW | £35000 /MW | 100% | 200%
2 | CAT001 | T-4 | Capacity Auction | 2020 | First Renewable Delta Limited |  | First Renewable Delta Limited | Distribution | Non CMRS | New Build Generating CMU |  | Prequalified | Opt-In |  | 15 |  | Yes | Yes |  | 188340 |  | 20 |  |  | 18.834 |  |  |  | 18.834 |  |  | new build diesel and/or gas dual fuel generating station Wold Road, Burton Latimer, Wellingborough, Northamptonshire NN9 5HW SP 92344 74767 | N/A |  |  |  | Yes | [13 empty] | Deferred | Yes | 15 |  | Yes | 15 | CAN-2020-CAT001-001 | First Renewable Delta Limited | CAT001 | 20/01/2017 | 15 | 2020/21 2021/22 2022/23 2023/24 2024/25 2025/26 2026/27 2027/28 2028/29 2029/30 2030/31 2031/32 2032/33 2033/34 2034/35 | 18.834 | Yes | 20/04/2018 | Yes | 01/04/2019 | Yes | 01/10/2021 |  |  | Yes | 01/10/2021 | £5000 /MW | £25000 /MW | £10000 /MW | £15000 /MW | £35000 /MW | 100% | 200%
1 | CAT002 | T-4 | Capacity Auction | 2020 | First Renewable Epsilon Limited |  | First Renewable Epsilon Limited | Distribution | Non CMRS | New Build Generating CMU |  | Prequalified | Opt-In |  | 15 |  | Yes | Yes |  | 188340 |  | 20 |  |  | 18.834 |  |  |  | 18.834 |  |  | a new build diesel or gas generating station Newton Road, Penrith CA11 0AB NY 50003 30354 | N/A |  |  |  | Yes | [13 empty] | Deferred | Yes | 15 |  | Yes | 15 | CAN-2020-CAT002-001 | First Renewable Epsilon Limited | CAT002 | 20/01/2017 | 15 | 2020/21 2021/22 2022/23 2023/24 2024/25 2025/26 2026/27 2027/28 2028/29 2029/30 2030/31 2031/32 2032/33 2033/34 2034/35 | 18.834 | Yes | 20/04/2018 | Yes | 01/04/2019 | Yes | 01/10/2021 |  |  | Yes | 01/10/2021 | £5000 /MW | £25000 /MW | £10000 /MW | £15000 /MW | £35000 /MW | 100% | 200%
2 | cavrd1 | T-4 | Capacity Auction | 2020 | AGR Peak Power LTD |  | Cavendish Power 1 | Distribution | Non CMRS | New Build Generating CMU |  | Prequalified | Opt-In |  | 15 |  | Yes | Yes |  | 0 |  | 8 |  |  | 7.534 |  |  |  | 7.534 |  |  | 8MW power plant comprising a series of reciprocating engines Mid-unit, Caswell House, Cavendish Road, SG1 2ET TL223243 | N/A |  |  |  | Yes | [13 empty] | Deferred | Yes | 15 |  | No | N/A
1 | cavrd2 | T-4 | Capacity Auction | 2020 | AGR Peak Power LTD |  | Cavendish Power 2 | Distribution | Non CMRS | New Build Generating CMU |  | Prequalified | Opt-In |  | 15 |  | Yes | Yes |  | 0 |  | 10 |  |  | 9.417 |  |  |  | 9.417 |  |  | 10 MW power plant comprising a series of gas reciprocating engines Rear Unit, Caswell House, Cavendish Road, Stevenage, SG1 2ET TL223243 | N/A |  |  |  | Yes | [13 empty] | Deferred | Yes | 15 |  | No | N/A
2 | CDCL01 | T-4 | Capacity Auction | 2020 | Uniper Global Commodities SE | Applications and Corresponsdence on behalf of UGC SE | CDCL01 | Transmission | CMRS | Existing Generating CMU |  | Prequalified | Opt-In |  | 1 |  |  |  |  | 0 |  | 440 |  |  | 396 |  |  |  | 396 |  |  | Cottam Development Centre (CDC) CCGT single unit station E.ON Cottam Development Centre Power Station Cottam Retford DN22 0TF SK810796 | 7068 |  |  |  | No |  |  | Metering Option (a) | No | [9 empty] | No | N/A |  |  | Yes | 1 | CAN-2020-CDCL01-001 | Uniper Global Commodities SE | T_CDCL-1 | 20/01/2017 | 1 | 2020/21 | 396 | [10 empty] | £5000 /MW | £25000 /MW | £10000 /MW | £15000 /MW | £35000 /MW | 100% | 200%
1 | CEN002 | T-4 | Capacity Auction | 2020 | E.ON UK Plc |  | Community Energy Aggregation 002 | Distribution | Non CMRS | Existing Generating CMU |  | Prequalified | Opt-In |  | 1 |  |  |  |  | 0 |  | 2.95 |  |  | 2.656 |  |  |  | 2.656 |  |  | A reciprocating gas engine CHP site providing hot water to a local district heating network. Academy Way, Dagenham, London, RM8 2BF TQ 464 856 | 1200061054100 |  |  |  | No | Yes | No | Metering Option (b) | Yes | Yes | 7 of the 9 components have MPAN import/export meters registered. As well as being used for the Capacity Market these are used for supplier calculation of import costs and export revenue for the sites. The remaining two components (CRBCHP & COLCHP) have dedicated Capacity Market meters installed on the CHP. |  |  | Yes |  | The 7 components with MPAN settlement meters have the following system accuracy: Class 1.0 according to IEC 62053-21, Class 2.0 according to IEC 62053-23. The remaining two meters on CRBCHP and COLCHP are COP5 compliant. | Yes |  | Yes | N/A |  |  | Yes | 1 | CAN-2020-CEN002-001 | E.ON UK Plc | ACLCHP BWRCHP COLCHP CRBCHP MPQCHP | 20/01/2017 | 1 | 2020/21 | 2.656 | [10 empty] | £5000 /MW | £25000 /MW | £10000 /MW | £15000 /MW | £35000 /MW | 100% | 200%
X | CEN002-Component |  |  |  | E.ON UK Plc | [26 empty] | A reciprocating gas engine CHP site providing hot water to a local district heating network. North Woolwich Road, Silvertown, London, E16 2HP TQ 413 800
X | CEN002-Component |  |  |  | E.ON UK Plc | [26 empty] | A reciprocating gas engine CHP site providing hot water to a local district heating network. Midland Road, Bath, BA2 3EW ST 739 649
X | CEN002-Component |  |  |  | E.ON UK Plc | [26 empty] | A reciprocating gas engine CHP site providing hot water to a local district heating network, as well as providing some power direct via private wire to a local hotel. Joslin Avenue, Barnet, London, NW9 5HB TQ 211 898
X | CEN002-Component |  |  |  | E.ON UK Plc | [26 empty] | A reciprocating gas engine CHP site providing hot water to a local district heating network. A solar PV installation is also installed on site, but is metered seperately to the CHP (see SLD). Honiton Road, Cranbrook, Exeter, EX5 2DX SX 997 944
X | CEN002-Component |  |  |  | E.ON UK Plc | [26 empty] | A reciprocating gas engine CHP site providing hot water to a local district heating network. Porters Way, Hillingdon, Greater London, UB7 9AA TQ 070 795
X | CEN002-Component |  |  |  | E.ON UK Plc | [26 empty] | A reciprocating gas engine CHP site providing hot water to a local district heating network. Montreal House, Surrey Quay Road, Rotherhithe, London, SE16 7AP TQ 355 795
X | CEN002-Component |  |  |  | E.ON UK Plc | [26 empty] | A reciprocating gas engine CHP site providing hot water to a local district heating network. Akerman Road, Lambeth, London, SW9 6SN TQ 316 767
X | CEN002-Component |  |  |  | E.ON UK Plc | [26 empty] | A reciprocating gas engine CHP site providing hot water to a local district heating network. Devons Road, Bromley by Bow, London, E3 3BF TQ 373 818
2 | CENES1 | T-4 | Capacity Auction | 2020 | GB Gas Holdings Ltd |  | CENEST | Distribution | Non CMRS | Unproven DSR CMU |  | Prequalified | Opt-In |  | 1 |  |  |  |  | 0 |  | 4.852 |  |  | 4.215 |  |  |  | 5.109 |  |  | Office site with behind the meter back up generation 4 Callaghan Square, Cardiff, CF10 5BT ST 183 757 | 1.62e+12 |  |  |  | No |  |  | Metering Option (a) | [10 empty] | No | Yes |  |  | No | N/A
X | CENES1-Component |  |  |  | GB Gas Holdings Ltd | [26 empty] | Office site with behind the meter back up generation 1 Waterfront Avenue, Edinburgh, EH5 1SG NT 225 769
X | CENES1-Component |  |  |  | GB Gas Holdings Ltd | [26 empty] | Office site with behind the meter back up generation British Gas, Housesteads,Off Stockport Road, Hattersley, SK14 3QU SJ 979 940
X | CENES1-Component |  |  |  | GB Gas Holdings Ltd | [26 empty] | Office site with behind the meter back up generation 2 Leeds City Office Park, Leeds, West Yorkshire, LS11 5BD SE 301 327
X | CENES1-Component |  |  |  | GB Gas Holdings Ltd | [26 empty] | Distribution centre with behind the meter back up generation National Distribution Centre, Barnsdale Way, Grove Park, Leicester, Leicestershire, LE19 1SU SP 548 998
X | CENES1-Component |  |  |  | GB Gas Holdings Ltd | [26 empty] | Office site with behind the meter back up generation 97 Talbot Road, Stretford, Manchester, Lancashire M16 0TW SJ 813 958
1 | CENES2 | T-4 | Capacity Auction | 2020 | GB Gas Holdings Ltd |  | CENEST2 | Distribution | Non CMRS | Unproven DSR CMU |  | Prequalified | Opt-In |  | 1 | Yes |  |  |  | 0 |  | 2.147 |  |  | 1.867 |  |  |  | 1.865 |  |  | Office site with behind the meter bio-diesel generation - offsetting site load and exporting surplus 195 Aylesone Rd, Leicester LE2 7QJ SK 581 025 | N/A |  |  |  | No |  |  | Metering Option (a) | [10 empty] | Yes | Yes |  |  | No | N/A
X | CENES2-Component |  |  |  | GB Gas Holdings Ltd | [26 empty] | Office site with behind the meter bio-diesel generation - offsetting site load and exporting surplus 2600 John Smith Drive, Oxford, OX4 2JY SP 549 038
X | CENES2-Component |  |  |  | GB Gas Holdings Ltd | [26 empty] | Office site with behind the meter bio-diesel generation - offsetting site load and exporting surplus British Gas, New Bridge Ln, Stockport, SK1 2HQ SJ 909 910
X | CENES2-Component |  |  |  | GB Gas Holdings Ltd | [26 empty] | Office site with behind the meter bio-diesel generation - offsetting site load and exporting surplus British Gas, Bothwell Road, Uddingston, Glasgow, G71 7TW NS 699 597
2 | CES003 | T-4 | Capacity Auction | 2020 | Industrial Energy Services Limited |  | Humber | Distribution | Non CMRS | Existing Generating CMU |  | Prequalified | Opt-In |  | 1 |  |  |  |  | 0 |  | 5.98 |  |  | 5.382 |  |  |  | 5.382 |  |  | Combined Heat and Power Plant Grimsby made up of 5 generators totalling 30MW however the export capacity is limited to 6.MW (other generators are on site are defunct) so the participating generator sizes have been inserted pro rata to achieve the overall CMU capacity of 5.943 MW as per the 3 highest export peaks. COFELY Great Coates, Grimsby, DN31 2SS TA 237 124 | Export MPAN Yarborough Road: 2300000457386 Import MPAN(s) Yarborough Road: 2376508000116 BTP: 2300000914250 |  |  |  | No | No | Yes | Metering Option (a) | No |  |  | No | [6 empty] | No | N/A |  |  | No | N/A
X | CES003-Component |  |  |  | Industrial Energy Services Limited | [26 empty] | Combined Heat and Power Plant Grimsby made up of 5 generators totalling 30MW however the export capacity is limited to 6.MW (other generators are on site are defunct) so the participating generator sizes have been inserted pro rata to achieve the overall CMU capacity of 5.943 MW as per the 3 highest export peaks. COFELY Great Coates, Grimsby, DN31 2SS TA 237 124
X | CES003-Component |  |  |  | Industrial Energy Services Limited | [26 empty] | Combined Heat and Power Plant Grimsby made up of 5 generators totalling 30MW however the export capacity is limited to 6.MW (other generators are on site are defunct) so the participating generator sizes have been inserted pro rata to achieve the overall CMU capacity of 5.943 MW as per the 3 highest export peaks COFELY Great Coates, Grimsby, DN31 2SS TA 237 124
X | CES003-Component |  |  |  | Industrial Energy Services Limited | [26 empty] | Combined Heat and Power Plant Grimsby made up of 5 generators totalling 30MW however the export capacity is limited to 6.MW (other generators are on site are defunct) so the participating generator sizes have been inserted pro rata to achieve the overall CMU capacity of 5.943 MW as per the 3 highest export peaks. COFELY Great Coates, Grimsby, DN31 2SS TA 237 124
X | CES003-Component |  |  |  | Industrial Energy Services Limited | [26 empty] | Combined Heat and Power Plant Grimsby made up of 5 generators totalling 30MW however the export capacity is limited to 6.MW (other generators are on site are defunct) so the participating generator sizes have been inserted pro rata to achieve the overall CMU capacity of 5.943 MW as per the 3 highest export peaks. COFELY Great Coates, Grimsby, DN31 2SS TA 237 124
1 | CES004 | T-4 | Capacity Auction | 2020 | Excel District Energy Company Limited |  | EDEC | Distribution | Non CMRS | Existing Generating CMU |  | Prequalified | Opt-In |  | 1 |  |  |  |  | 0 |  | 7.92 |  |  | 7.354 |  |  |  | #N/A |  |  | 3MW Diesel Generators at Excel Exhibition Energy Centre London Excel Energy Centre Warehouse R Royal Victoria Dock Northside London E16 1BA TQ 405 808 | EDEC M5 - tbc |  |  |  | No | No | No | Metering Option (b) | No | No |  |  |  | No | The bespoke metering system is going to be commissioned by the end of Septemer 2016 | N/A | Yes |  | Yes | N/A |  |  | Yes | 1 | CAN-2020-CES004-001 | Excel District Energy Company Limited | EDEC002 EDEC001 EDEC003 EDEC004 | 20/01/2017 | 1 | 2020/21 | 7.354 | [10 empty] | £5000 /MW | £25000 /MW | £10000 /MW | £15000 /MW | £35000 /MW | 100% | 200%
X | CES004-Component |  |  |  | Excel District Energy Company Limited | [26 empty] | 3MW Diesel Generators at Excel Exhibition Energy Centre London Excel Energy Centre Warehouse R Royal Victoria Dock Northside London E16 1BA TQ 405 808
X | CES004-Component |  |  |  | Excel District Energy Company Limited | [26 empty] | 1.6MW Combined Heat and Power Engine Excel Energy Centre Warehouse R Royal Victoria Dock Northside London E16 1BA TQ 405 808
X | CES004-Component |  |  |  | Excel District Energy Company Limited | [26 empty] | 1.2MW Combined Heat and Power Engine Warehouse R Royal Victoria Dock Northside London E16 1BA TQ 405 808
2 | CES006 | T-4 | Capacity Auction | 2020 | East London Energy Limited |  | CELEKY | Distribution | Non CMRS | Existing Generating CMU |  | Prequalified | Opt-In |  | 1 |  |  |  |  | 0 |  | 3.168 |  |  | 2.851 |  |  |  | 2.88 |  |  | Combined Heat and Power Plant Olympic Park London Kings Yard Energy Centre, Carpenters Lane, Stratford, London E15 2DU TQ 373 845 | Export MPAN 1200000000119 Import MPAN Service 1 1200000000146 |  |  |  | No | No | Yes | Metering Option (a) | No |  |  | Yes | The three separate 11kV feeders into the site get aggregated at data level by the data collector to create a single import & export data flow with only a single import and export MPAN | [5 empty] | No | N/A |  |  | Yes | 1 | CAN-2020-CES006-001 | East London Energy Limited | CKY001 | 20/01/2017 | 1 | 2020/21 | 2.851 | [10 empty] | £5000 /MW | £25000 /MW | £10000 /MW | £15000 /MW | £35000 /MW | 100% | 200%
1 | CES007 | T-4 | Capacity Auction | 2020 | East London Energy Limited |  | CELEYSC | Distribution | Non CMRS | Existing Generating CMU |  | Prequalified | Opt-In |  | 1 |  |  |  |  | 0 |  | 5.656 |  |  | 5.09 |  |  |  | 5.254 |  |  | Combined Heat and Power Plant Stratford made up of 2 generators totalling 6.6MW however the generator sizes have been inserted pro rata to achieve the overall CMU capacity of 5.838 MW as per the 3 highest export peaks 100 Montifichet Road, Westfield, Stratford E20 1GR TQ 385 847 | Export MPAN 1200000000094 Import MPAN 1200000000058 |  |  |  | No | No | Yes | Metering Option (a) | No |  |  | Yes | The three separate 11kV feeders into the site get aggregated at data level by the data collector to create a single import & export data flow with only a single import and export MPAN | [5 empty] | No | N/A |  |  | Yes | 1 | CAN-2020-CES007-001 | East London Energy Limited | CELESC1 CELESC2 | 20/01/2017 | 1 | 2020/21 | 5.09 | [10 empty] | £5000 /MW | £25000 /MW | £10000 /MW | £15000 /MW | £35000 /MW | 100% | 200%
X | CES007-Component |  |  |  | East London Energy Limited | [26 empty] | Combined Heat and Power Plant Stratford made up of 2 generators totalling 6.6MW however the generator sizes have been inserted pro rata to achieve the overall CMU capacity of 5.838 MW as per the 3 highest export peaks 100 Montifichet Road, Westfield, Stratford E20 1GR TQ 385 847
2 | CES008 | T-4 | Capacity Auction | 2020 | Leicester District Energy Company Limited |  | LDEC | Distribution | Non CMRS | Existing Generating CMU |  | Prequalified | Opt-In |  | 1 |  |  |  |  | 0 |  | 4.581 |  |  | 4.123 |  |  |  | 4.123 |  |  | Combined Heat and Power Plant, University of Leicester, generator's capacity 1.600MW Fielding & Johnson Building University Of Leicester University Road LEICESTER Leicestershire LE1 7RH SK 594 030 | Import: 1170000085130 Export: 1170000085140 |  |  |  | No | No | No | Metering Option (b) | No | No |  |  |  | Yes |  | N/A | Yes |  | Yes | N/A |  |  | Yes | 1 | CAN-2020-CES008-001 | Leicester District Energy Company Limited | NOR001 MSB001 MSB002 | 20/01/2017 | 1 | 2020/21 | 4.123 | [10 empty] | £5000 /MW | £25000 /MW | £10000 /MW | £15000 /MW | £35000 /MW | 100% | 200%
X | CES008-Component |  |  |  | Leicester District Energy Company Limited | [26 empty] | Combined Heat and Power Plant, University of Leicester, capacity of generator 1.600MW Fielding & Johnson Building University Of Leicester University Road LEICESTER Leicestershire LE1 7RH SK 594 030
X | CES008-Component |  |  |  | Leicester District Energy Company Limited | [26 empty] | Combined Heat and Power Plant, St Marks Boiler House, capacity of generator 1.600MW. Although the supplier of the settled hh meter has provided their three peaks, we have used the combined peak of all the component units to determine the capacity of LDEC as a single CMU hence the connected capacity above being consistent with the three peaks of the combined units. St Marks Boilerhouse Donaldson Road LEICESTER Leicestershire LE4 6BF SK 593 057
1 | CES009 | T-4 | Capacity Auction | 2020 | Southampton Geothermal Heating Company Limited |  | SGHC | Distribution | Non CMRS | Existing Generating CMU |  | Prequalified | Opt-In |  | 1 |  |  |  |  | 0 |  | 6.735 |  |  | 6.061 |  |  |  | 6.062 |  |  | 1.0MW Combined heat and Power Plant Plant at the Heat Station is made up of 2 generators totalling 6.7MW however the generator sizes have been inserted pro rata to achieve the overall CMU capacity of 6.038MW as per the 3 highest export peaks The Heat Station Harbour Parade, Southampton, Hampshire, SO15 1BA SU 415 118 | MSID - RSH M1 - 06052737 |  |  |  | No | No | No | Metering Option (b) | Yes | No |  |  |  | Yes |  | N/A | Yes |  | Yes | N/A |  |  | Yes | 1 | CAN-2020-CES009-001 | Southampton Geothermal Heating Company Limited | SGHC001 SGHC003 SGCH002 | 20/01/2017 | 1 | 2020/21 | 6.061 | [10 empty] | £5000 /MW | £25000 /MW | £10000 /MW | £15000 /MW | £35000 /MW | 100% | 200%
X | CES009-Component |  |  |  | Southampton Geothermal Heating Company Limited | [26 empty] | 0.725MW Combined Heat and Power Plant Royal South Hants Hospital Royal South Hants Hospital, Graham Road, Southampton, Hampshire, SO14 0YG SU 425 127
X | CES009-Component |  |  |  | Southampton Geothermal Heating Company Limited | [26 empty] | 5.7MW Combined heat and Power Plant Plant at the Heat Station is made up of 2 generators totalling 6.7MW however the generator sizes have been inserted pro rata to achieve the overall CMU capacity of 6.038MW as per the 3 highest export peaks The Heat Station Harbour Parade, Southampton, Hampshire, SO15 1BA SU 415 118
2 | CES010 | T-4 | Capacity Auction | 2020 | Birmingham District Energy Company Limited |  | BDEC | Distribution | Non CMRS | Existing Generating CMU |  | Prequalified | Opt-In |  | 1 |  |  |  |  | 0 |  | 5.743 |  |  | 5.169 |  |  |  | 5.833 |  |  | !MW Combined heat and Power Plant at Aston University. Total Capacity is 3.000MW, consisting of two generators - 2.000MW and 1.000MW Aston University, Aston Triangle, Birmingham, West Midlands, B4 7ET SP 075 876 | BCH M1 - K97G00638 |  |  |  | No | No | No | Metering Option (b) | No | No |  |  |  | Yes |  | N/A | Yes |  | Yes | N/A |  |  | Yes | 1 | CAN-2020-CES010-001 | Birmingham District Energy Company Limited | BCH001 ICC001 AST002 AST001 NIA001 | 20/01/2017 | 1 | 2020/21 | 5.169 | [10 empty] | £5000 /MW | £25000 /MW | £10000 /MW | £15000 /MW | £35000 /MW | 100% | 200%
X | CES010-Component |  |  |  | Birmingham District Energy Company Limited | [26 empty] | 2MW Combined heat and Power Plant at Aston University. Total Capacity is 3.000MW, consisting of two generators - 2.000MW and 1.000MW Aston University, Aston Triangle, Birmingham, West Midlands, B4 7ET SP 075 876
X | CES010-Component |  |  |  | Birmingham District Energy Company Limited | [26 empty] | 1.6MW Combined Heat and Power Plant at Birmingham Children Hospital Birmingham Children’s Hospital, Steelhouse Lane, Birmingham, B4 6NH SP 072 874
X | CES010-Component |  |  |  | Birmingham District Energy Company Limited | [26 empty] | 1.6MW Combined Heat and Power at International Conference Centre International Conference Centre, Birmingham, B1 2EA SP 061 867
X | CES010-Component |  |  |  | Birmingham District Energy Company Limited | [26 empty] | Auxiliary supply is subtracted prior to Bespoke Metering point MSID - NIA M1 – 081171171 National Indoor Arena, King Edward Road, Birmingham, B1 2AA SP 058 868
1 | CH3003 | T-4 | Capacity Auction | 2020 | Griffith Generation Limited |  | Marston Rd A | Distribution | CMRS | New Build Generating CMU |  | Prequalified | Opt-In |  | 15 |  | Yes |  |  | 99730 |  | 10.59 |  |  | 9.973 |  |  |  | 9.973 |  |  | Gas fired reciprocating engines Marston Rd, Frome, BA11 5BL ST763460 | N/A |  |  |  | No |  |  | Metering Option (a) | [10 empty] | No | Yes | 15 |  | Yes | 15 | CAN-2020-CH3003-001 | Griffith Generation Limited | CH3003 | 20/01/2017 | 15 | 2020/21 2021/22 2022/23 2023/24 2024/25 2025/26 2026/27 2027/28 2028/29 2029/30 2030/31 2031/32 2032/33 2033/34 2034/35 | 9.973 | Yes | 20/04/2018 |  |  | Yes | 01/10/2021 |  |  |  |  | £5000 /MW | £25000 /MW | £10000 /MW | £15000 /MW | £35000 /MW | 100% | 200%
2 | CHARR5 | T-4 | Capacity Auction | 2020 | Low Carbon Storage Investment Company Limited |  | Charrington Storage | Distribution | Non CMRS | New Build Generating CMU | Yes | Not Prequalified | Opt-In |  | 15 |  | Yes | Yes |  | 0 | Yes | 7 |  |  | 6.74 |  |  |  | 6.74 |  |  | Lithium Ion battery storage system capable of importing, storing and exporting electricity. Land on South side of Charrington Farms, near Redhill, Surrey, RH2 8RB TQ236481 | N/A |  |  |  | Yes | [13 empty] | Deferred
1 | CHAT01 | T-4 | Capacity Auction | 2020 | Merit Generation Limited |  | CHATTERLEY | Distribution | Non CMRS | New Build Generating CMU |  | Prequalified | Opt-In |  | 15 |  | Yes | Yes |  | 188340 |  | 20 |  |  | 18.834 |  |  |  | 18.834 |  |  | A new build diesel or gas fuelled generating station. Chatterley Whitfield Enterprise Centre, Stoke-on-Trent, ST6 8UW SJ 882 532 | N/A |  |  |  | Yes | [13 empty] | Deferred | Yes | 15 |  | Yes | 15 | CAN-2020-CHAT01-001 | Merit Generation Limited | CHAT001 | 20/01/2017 | 15 | 2020/21 2021/22 2022/23 2023/24 2024/25 2025/26 2026/27 2027/28 2028/29 2029/30 2030/31 2031/32 2032/33 2033/34 2034/35 | 18.834 | Yes | 20/04/2018 | Yes | 01/04/2019 | Yes | 01/10/2021 |  |  | Yes | 01/10/2021 | £5000 /MW | £25000 /MW | £10000 /MW | £15000 /MW | £35000 /MW | 100% | 200%
2 | chear1 | T-4 | Capacity Auction | 2020 | Piston Heating Services Limited |  | Chear Power 1 | Distribution | Non CMRS | New Build Generating CMU |  | Prequalified | Opt-In |  | 15 |  | Yes | Yes |  | 0 |  | 11 |  |  | 10.359 |  |  |  | 10.359 |  |  | 11 MW Power Plant comprising a series of gas reciprocating engines Land to the east of Cambridge Road, Stretham, Ely, CB6 3FS TL506715 | N/A |  |  |  | Yes | [13 empty] | Deferred
1 | CHEGT1 | T-4 | Capacity Auction | 2020 | RWE Cogen UK Limited |  | CMU_CHEGT1 | Distribution | Non CMRS | Existing Generating CMU |  | Prequalified | Opt-In |  | 1 |  |  |  |  | 0 |  | 45.489 |  |  | 42.837 |  |  |  | 42.837 |  |  | Cheshire OCGT - Currently no additional load on the Private Network - Auxiliary load behind boundary meter RWE Cogen UK Ltd North Road Ellesmere Port South Wirral CH65 1AF SJ 392 784 | 1300051060981 |  |  |  | No | No | No | Metering Option (b) | No | Yes | STOR |  |  | Yes |  | COP2 meter | Yes |  | Yes | N/A |  |  | Yes | 1 | CAN-2020-CHEGT1-001 | RWE Cogen UK Limited | BDGW-1 (CHEGT1) | 20/01/2017 | 1 | 2020/21 | 42.837 | [10 empty] | £5000 /MW | £25000 /MW | £10000 /MW | £15000 /MW | £35000 /MW | 100% | 200%
2 | CHEN01 | T-4 | Capacity Auction | 2020 | RWE Cogen UK Limited |  | CMU_CHEN1 | Distribution | Non CMRS | New Build Generating CMU |  | Prequalified | Opt-In |  | 15 |  | Yes |  |  | 0 |  | 15 |  |  | 14.126 |  |  |  | 14.126 |  |  | CMU will be formed of multiple individual gas reiprocating engine units RWE Cogen UK Ltd North Road Ellesmere Port South Wirral CH65 1AF SJ 392 785 | 1300051060981 |  |  |  | Yes | [13 empty] | Deferred | Yes | 15 |  | No | N/A
1 | CHES01 | T-4 | Capacity Auction | 2020 | RWE Cogen UK Limited |  | CMU_CHES1 | Distribution | Non CMRS | New Build Generating CMU |  | Prequalified | Opt-In |  | 15 |  | Yes |  |  | 0 |  | 15 |  |  | 14.126 |  |  |  | 14.126 |  |  | CMU will be formed of multiple individual gas reiprocating engine units RWE Cogen UK Ltd North Road Ellesmere Port South Wirral CH65 1AF SJ 391 783 | 1300051060981 |  |  |  | Yes | [13 empty] | Deferred | Yes | 15 |  | No | N/A
2 | CHEW01 | T-4 | Capacity Auction | 2020 | RWE Cogen UK Limited |  | CMU_CHEW1 | Distribution | Non CMRS | New Build Generating CMU |  | Prequalified | Opt-In |  | 15 |  | Yes |  |  | 0 |  | 15 |  |  | 14.126 |  |  |  | 14.126 |  |  | CMU will be formed of multiple individual gas reiprocating engine units RWE Cogen UK Ltd North Road Ellesmere Port South Wirral CH65 1AF SJ 391 784 | 1300051060981 |  |  |  | Yes | [13 empty] | Deferred | Yes | 15 |  | No | N/A
1 | CHIC01 | T-4 | Capacity Auction | 2020 | SSEPG (Operations) Limited |  | Chickerell | Distribution | Non CMRS | Existing Generating CMU |  | Prequalified | Opt-In |  | 1 |  |  |  |  | 0 |  | 47.04 |  |  | 44.298 |  |  |  | 44.298 |  |  | 1 x OCGT Chickerell Generation Site, Off Radipole Lane, Chickerell, Weymouth, DT4 9RW SY655806 | 2000050928877 |  |  |  | No | No | Yes | Metering Option (a) | No |  |  | No | [6 empty] | No | N/A |  |  | Yes | 1 | CAN-2020-CHIC01-001 | SSEPG (Operations) Limited | CHICK-1 | 20/01/2017 | 1 | 2020/21 | 44.298 | [10 empty] | £5000 /MW | £25000 /MW | £10000 /MW | £15000 /MW | £35000 /MW | 100% | 200%
2 | CHIP01 | T-4 | Capacity Auction | 2020 | SSEPG (Operations) Limited |  | Chippenham | Distribution | Non CMRS | Existing Generating CMU |  | Prequalified | Opt-In |  | 1 |  |  |  |  | 0 |  | 10.209 |  |  | 9.614 |  |  |  | 9.614 |  |  | 4 x reciprocating engines Chippenham Station, Cocklebury Lane, Chippenham, SN15 1RS ST926743 | 2000051445143 |  |  |  | No | No | Yes | Metering Option (a) | No |  |  | No | [6 empty] | No | N/A |  |  | Yes | 1 | CAN-2020-CHIP01-001 | SSEPG (Operations) Limited | CHIPN-1 | 20/01/2017 | 1 | 2020/21 | 9.614 | [10 empty] | £5000 /MW | £25000 /MW | £10000 /MW | £15000 /MW | £35000 /MW | 100% | 200%
1 | CHPWIN | T-4 | Capacity Auction | 2020 | Winnington CHP Limited |  | Winnington CHP | Distribution | Non CMRS | Existing Generating CMU |  | Prequalified | Opt-In |  | 1 |  |  |  |  | 0 |  | 93.345 |  |  | 83.626 |  |  |  | 85.625 |  |  | Continuously operating, maximum output GE gas turbine driving a 47.020MVA Alstom generator at 0.85 power factor. Winnington CHP Winnington Lane Winnington Northwich Cheshire CW8 4GX SJ646745 | 1300051694827 |  |  |  | No | No | Yes | Metering Option (b) | No | No |  |  |  | Yes |  | 0.5% and 1% | No | The CT’s and VT’s are classed as metering transformers and as such are manufactured to an industry standard for metering and as such do not require calibration. The metering itself is calibrated yearly. | Yes | N/A |  |  | Yes | 1 | CAN-2020-CHPWIN-001 | Winnington CHP Limited | GTAWIN ST1WIN GTBWIN | 20/01/2017 | 1 | 2020/21 | 83.626 | [10 empty] | £5000 /MW | £25000 /MW | £10000 /MW | £15000 /MW | £35000 /MW | 100% | 200%
X | CHPWIN-Component |  |  |  | Winnington CHP Limited | [26 empty] | Continuously operating, maximum output GE gas turbine driving a 47.020MVA Alstom generator at 0.85 power factor. Winnington CHP Winnington Lane Winnington Northwich Cheshire CW8 4GX SJ646745
X | CHPWIN-Component |  |  |  | Winnington CHP Limited | [26 empty] | Continuously operating, variable output Man Diesel Turbo single pass-out back pressure turbine driving a 19.300 MVA TD Power Systems generator at 0.85 power factor. Winnington CHP Winnington Lane Winnington Northwich Cheshire CW8 4GX SJ646746
2 | CIT001 | T-4 | Capacity Auction | 2020 | Citigen (London) Limited |  | Citigen CHP 001 | Distribution | Non CMRS | Existing Generating CMU |  | Prequalified | Opt-In |  | 1 |  |  |  |  | 0 |  | 8.429 |  |  | 7.586 |  |  |  | 7.586 |  |  | A site with two reciprocating gas engine CHPs, providing hot water to a local district heating network as well as chilled water from an absorption chiller to a district chill network. 47-53 Charterhouse Street, London, EC1M 6PB TQ316817 | 1200010261399 |  |  |  | No | No | Yes | Metering Option (a) | No |  |  | No | [6 empty] | No | N/A |  |  | Yes | 1 | CAN-2020-CIT001-001 | Citigen (London) Limited | CITCHP | 20/01/2017 | 1 | 2020/21 | 7.586 | [10 empty] | £5000 /MW | £25000 /MW | £10000 /MW | £15000 /MW | £35000 /MW | 100% | 200%
1 | CITBAT | T-4 | Capacity Auction | 2020 | E.ON UK CHP Limited |  | Citigen Battery | Distribution | Non CMRS | New Build Generating CMU | Yes | Rejected | Opt-In |  | 0 |  |  |  |  | 0 |  | 0 |  |  | 0 |  |  |  | 4.815 |  |  | A site with a 5MW,2.5MWh (2C) Lithium Ion Battery system. The system is connected to the distribution network via the same connection as the sites two reciprocating gas engine CHPs. The battery system will be completely independent in terms of operation, metering, ownership etc. The battery system is providing frequency response services (specifically Enhanced Frequency Response (EFR)) to National Grid Electricity Transmission plc. E.ON UK Citigen, 47-53 Charterhouse Street, London, EC1M 6PB TQ 316 817 | N/A |  |  |  | Yes | [13 empty] | Deferred
2 | CLAC-1 | T-4 | Capacity Auction | 2020 | SSE Generation Ltd. | Ann Gray | Clachan 1 | Distribution | CMRS | Existing Generating CMU |  | Prequalified | Opt-In |  | 1 |  |  |  |  | 0 |  | 40 |  |  | 34.464 |  |  |  | 34.464 |  |  | 1 x hydro turbine & synchronous generator Clachan Power Station, Cairndow, By Inverary, Argyll, PA26 8RG NN191133 | 8680 |  |  |  | No | No | Yes | Metering Option (a) | No | [9 empty] | No | N/A |  |  | Yes | 1 | CAN-2020-CLAC-1-001 | SSE Generation Ltd. | E_CLAC-1 | 20/01/2017 | 1 | 2020/21 | 34.464 | [10 empty] | £5000 /MW | £25000 /MW | £10000 /MW | £15000 /MW | £35000 /MW | 100% | 200%
1 | Clar15 | T-4 | Capacity Auction | 2020 | Sun and Soil Solar Farms Limited |  | Claredown Farm | Distribution | Non CMRS | New Build Generating CMU | Yes | Rejected | Opt-In |  | 0 |  |  |  |  | 0 |  | 0 |  |  | 0 |  |  |  | 4.815 |  |  | a 5MW/24MWh lithium Ion battery storage development Claredown Farm, Hickford Hill, Sudbury, CO10 7DW, UK TL 788 445 | N/A | [17 empty] | Deferred
2 | CLEAT1 | T-4 | Capacity Auction | 2020 | Cleator Battery Storage Limited |  | Cleator Storage | Distribution | Non CMRS | New Build Generating CMU | Yes | Prequalified | Opt-In |  | 15 |  |  |  |  | 0 |  | 10 |  |  | 9.629 |  |  |  | 9.629 |  |  | Lithium Ion battery storage system capable of importing, storing and exporting electricity. Woodend Farm, Bigrigg, Cumbria, CA22 2TA NY010130 | N/A |  |  |  | Yes | [13 empty] | Deferred | Yes | 15 |  | Yes | 15 | CAN-2020-CLEAT1-001 | Cleator Battery Storage Limited | 1 | 20/01/2017 | 15 | 2020/21 2021/22 2022/23 2023/24 2024/25 2025/26 2026/27 2027/28 2028/29 2029/30 2030/31 2031/32 2032/33 2033/34 2034/35 | 9.629 |  |  |  |  | Yes | 01/10/2021 |  |  | Yes | 01/10/2021 | £5000 /MW | £25000 /MW | £10000 /MW | £15000 /MW | £35000 /MW | 100% | 200%
1 | CLEV01 | T-4 | Capacity Auction | 2020 | RYDBERG DEVELOPMENT COMPANY LIMITED |  | CLEV01 | Distribution | Non CMRS | New Build Generating CMU |  | Not Prequalified | Opt-In |  | 15 |  | Yes | Yes |  | 0 | Yes | 10 |  |  | 9.417 |  |  |  | 9.417 |  |  | Gas and/or diesel reciprocating engines. Cleveland Street, Birkenhead, CH41 4JW SJ 315 895 | N/A |  |  |  | Yes | [13 empty] | Deferred
2 | CLUNIE | T-4 | Capacity Auction | 2020 | SSE Generation Ltd. | Ann Gray | Clunie | Transmission | CMRS | Existing Generating CMU |  | Prequalified | Opt-In |  | 1 |  |  |  |  | 0 |  | 61.2 |  |  | 52.73 |  |  |  | 52.73 |  |  | ROCable hydro units within the BMU are not included in the CMU. Clunie Power Station, Pitlochry, PH16 5NF NN912597 | 8662 |  |  |  | No |  |  | Metering Option (a) | Yes | [9 empty] | Yes | N/A |  |  | Yes | 1 | CAN-2020-CLUNIE-001 | SSE Generation Ltd. | M_CAS-CLU01 | 20/01/2017 | 1 | 2020/21 | 52.73 | [10 empty] | £5000 /MW | £25000 /MW | £10000 /MW | £15000 /MW | £35000 /MW | 100% | 200%
1 | CLYN02 | T-4 | Capacity Auction | 2020 | Clyne Power Limited |  | Clyne Power | Distribution | Non CMRS | New Build Generating CMU |  | Prequalified | Opt-In |  | 15 |  |  |  |  | 0 |  | 16 |  |  | 15.067 |  |  |  | 15.067 |  |  | 16 MW power plant comprising 8 x 2MW gas reciprocating engines. Power plant will be connectd to the WPD distribution network and WWU gas network. Waun y Pound Industrial Estate, Ebbw Vale, South Wales, NP23 6PL SO 316 211 | N/A |  |  |  | Yes | [13 empty] | Deferred | Yes | 15 |  | No | N/A
2 | CNQPS1 | T-4 | Capacity Auction | 2020 | Uniper Global Commodities SE | Applications and Corresponsdence on behalf of UGC SE | Connahs U1 | Transmission | CMRS | Existing Generating CMU |  | Prequalified | Opt-In |  | 1 |  |  |  |  | 0 |  | 375 |  |  | 337.5 |  |  |  | 337.5 |  |  | Connah's Quay PS Unit 1 CCGT Kelsterton Road, Connah's Quay, Flintshire CH5 4BP SJ277712 | 5024 |  |  |  | No |  |  | Metering Option (a) | No | [9 empty] | No | N/A |  |  | Yes | 1 | CAN-2020-CNQPS1-001 | Uniper Global Commodities SE | T_CNQPS-1 | 20/01/2017 | 1 | 2020/21 | 337.5 | [10 empty] | £5000 /MW | £25000 /MW | £10000 /MW | £15000 /MW | £35000 /MW | 100% | 200%
1 | CNQPS2 | T-4 | Capacity Auction | 2020 | Uniper Global Commodities SE | Applications and Corresponsdence on behalf of UGC SE | Connahs U2 | Transmission | CMRS | Existing Generating CMU |  | Prequalified | Opt-In |  | 1 |  |  |  |  | 0 |  | 375 |  |  | 337.5 |  |  |  | 337.5 |  |  | Connah's Quay PS Unit 2 CCGT Kelsterton Road, Connah's Quay, Flintshire CH5 4BP SJ277712 | 5024 |  |  |  | No |  |  | Metering Option (a) | No | [9 empty] | No | N/A |  |  | Yes | 1 | CAN-2020-CNQPS2-001 | Uniper Global Commodities SE | T_CNQPS-2 | 20/01/2017 | 1 | 2020/21 | 337.5 | [10 empty] | £5000 /MW | £25000 /MW | £10000 /MW | £15000 /MW | £35000 /MW | 100% | 200%
2 | CNQPS3 | T-4 | Capacity Auction | 2020 | Uniper Global Commodities SE | Applications and Corresponsdence on behalf of UGC SE | Connahs U3 | Transmission | CMRS | Existing Generating CMU |  | Prequalified | Opt-In |  | 1 |  |  |  |  | 0 |  | 375 |  |  | 337.5 |  |  |  | 337.5 |  |  | Connah's Quay PS Unit 3 CCGT Kelsterton Road, Connah's Quay, Flintshire CH5 4BP SJ277712 | 5024 |  |  |  | No |  |  | Metering Option (a) | No | [9 empty] | No | N/A |  |  | Yes | 1 | CAN-2020-CNQPS3-001 | Uniper Global Commodities SE | T_CNQPS-3 | 20/01/2017 | 1 | 2020/21 | 337.5 | [10 empty] | £5000 /MW | £25000 /MW | £10000 /MW | £15000 /MW | £35000 /MW | 100% | 200%
1 | CNQPS4 | T-4 | Capacity Auction | 2020 | Uniper Global Commodities SE | Applications and Corresponsdence on behalf of UGC SE | Connahs U4 | Transmission | CMRS | Existing Generating CMU |  | Prequalified | Opt-In |  | 1 |  |  |  |  | 0 |  | 375 |  |  | 337.5 |  |  |  | 337.5 |  |  | Connah's Quay PS Unit 4 CCGT Kelsterton Road, Connah's Quay, Flintshire CH5 4BP SJ277712 | 5024 |  |  |  | No |  |  | Metering Option (a) | No | [9 empty] | No | N/A |  |  | Yes | 1 | CAN-2020-CNQPS4-001 | Uniper Global Commodities SE | T_CNQPS-4 | 20/01/2017 | 1 | 2020/21 | 337.5 | [10 empty] | £5000 /MW | £25000 /MW | £10000 /MW | £15000 /MW | £35000 /MW | 100% | 200%
2 | copse1 | T-4 | Capacity Auction | 2020 | Putney Power Limited |  | Copse Power 1 | Distribution | Non CMRS | New Build Generating CMU |  | Prequalified | Opt-In |  | 15 |  | Yes | Yes |  | 0 |  | 7.5 |  |  | 7.063 |  |  |  | 7.063 |  |  | 7.5 MW power plant comprising a series of gas reciprocating engines Land to the rear of Archway House, Copse Road, Fleetwood, FY7 7NY SD330469 | N/A |  |  |  | Yes | [13 empty] | Deferred
1 | copse2 | T-4 | Capacity Auction | 2020 | Putney Power Limited |  | Copse Power 2 | Distribution | Non CMRS | New Build Generating CMU |  | Prequalified | Opt-In |  | 15 |  | Yes | Yes |  | 0 |  | 2 |  |  | 1.883 |  |  |  | 1.883 |  |  | 2 MW power plant comprising of gas reciprocating engines Land adjacent to Archway House, Copse Road, Fleetwood, FY7 7NY SD330469 | N/A |  |  |  | Yes | [13 empty] | Deferred
2 | CORBY1 | T-4 | Capacity Auction | 2020 | Corby Power Limited | ESB Independent Generation Trading Limited | Corby_1 | Distribution | CMRS | Existing Generating CMU |  | Prequalified | Opt-In |  | 1 |  |  |  |  | 0 |  | 407 |  |  | 366.3 |  |  |  | 366.3 |  |  | The CMU is a combined cycle gas turbine Corby Power Limited Mitchell Road Phoenix Parkway Corby NN17 5QT United Kingdom SP 895 911 | 7015 |  |  |  | No | Yes | Yes | Metering Option (a) | No | [9 empty] | Yes | N/A |  |  | Yes | 1 | CAN-2020-CORBY1-001 | Corby Power Limited | E_CORB-1 | 20/01/2017 | 1 | 2020/21 | 366.3 | [10 empty] | £5000 /MW | £25000 /MW | £10000 /MW | £15000 /MW | £35000 /MW | 100% | 200%
1 | Corp05 | T-4 | Capacity Auction | 2020 | Corpower Limited |  | Corp05 | Distribution | Non CMRS | New Build Generating CMU |  | Rejected | Opt-In |  | 0 |  |  |  |  | 0 |  | 0 |  |  | 0 |  |  |  | 4.709 |  |  | Reciprocating engines The Manorway, Stanford-le-Hope, Essex SS17 9LL TQ739827 | N/A | [17 empty] | Deferred
2 | Corp06 | T-4 | Capacity Auction | 2020 | Corpower Limited |  | Corp06 | Distribution | Non CMRS | New Build Generating CMU |  | Rejected | Opt-In |  | 0 |  |  |  |  | 0 |  | 0 |  |  | 0 |  |  |  | 5.65 |  |  | Reciprocating engines of 6 mW. The Manorway, Stanford-le-Hope, SS17 9LL TQ 739 827 | N/A | [17 empty] | Deferred
1 | COVEN1 | T-4 | Capacity Auction | 2020 | Peak Power Connections Limited |  | COVEN1 | Distribution | Non CMRS | New Build Generating CMU |  | Not Prequalified | Opt-In |  | 15 |  | Yes | Yes |  | 0 | Yes | 20.28 |  |  | 19.098 |  |  |  | 19.098 |  |  | Diesel and/or gas reciprocating engines. 2-6 Judds Lane, Coventry, West Midlands, CV6 6AQ SP 344 837 | N/A |  |  |  | Yes | [13 empty] | Deferred
2 | COW161 | T-4 | Capacity Auction | 2020 | RWE Generation UK plc |  | CMU_COWE1 | Distribution | CMRS | Existing Generating CMU |  | Prequalified | Opt-In |  | 1 |  |  |  |  | 0 |  | 49.499 |  |  | 46.613 |  |  |  | #N/A |  |  | Cowes 1 - OCGT, fuel is gas-oil Cowes Power Station Kingston Road East Cowes Isle of Wight PO32 6JS SZ 505 944 | 4548 |  |  |  | No | No | Yes |  | No | [9 empty] | No | N/A |  |  | Yes | 1 | CAN-2020-COW161-001 | RWE Generation UK plc | E_COWE1 | 20/01/2017 | 1 | 2020/21 | 46.613 | [10 empty] | £5000 /MW | £25000 /MW | £10000 /MW | £15000 /MW | £35000 /MW | 100% | 200%
1 | COW162 | T-4 | Capacity Auction | 2020 | RWE Generation UK plc |  | CMU_COWE2 | Distribution | CMRS | Existing Generating CMU |  | Prequalified | Opt-In |  | 1 |  |  |  |  | 0 |  | 49.445 |  |  | 46.562 |  |  |  | #N/A |  |  | Cowes 2 - OCGT, fuel is gas-oil Cowes Power Station Kingston Road East Cowes Isle of Wight PO32 6JS SZ 505 944 | 4548 |  |  |  | No | No | Yes |  | No | [9 empty] | No | N/A |  |  | Yes | 1 | CAN-2020-COW162-001 | RWE Generation UK plc | E_COWE2 | 20/01/2017 | 1 | 2020/21 | 46.562 | [10 empty] | £5000 /MW | £25000 /MW | £10000 /MW | £15000 /MW | £35000 /MW | 100% | 200%
2 | CR3027 | T-4 | Capacity Auction | 2020 | Sudmeadow Limited |  | Hartshill A | Distribution | CMRS | New Build Generating CMU |  | Not Prequalified | Opt-In |  | 15 |  | Yes |  |  | 0 | Yes | 9.531 |  |  | 8.975 |  |  |  | 8.975 |  |  | gas fired reciprocating engines Broad Lane, Harts Hill (Wasing Estate) Generation, Thatcham, Newbury, RG7 6SX SU528691 | N/A |  |  |  | Yes | [13 empty] | Deferred
1 | CREW01 | T-4 | Capacity Auction | 2020 | Peak Power Connections Limited |  | CREW01 | Distribution | Non CMRS | New Build Generating CMU |  | Not Prequalified | Opt-In |  | 15 |  | Yes | Yes |  | 0 | Yes | 20.28 |  |  | 19.098 |  |  |  | 19.098 |  |  | Diesel and/or gas reciprocating engines. Radway Green, Crewe, Cheshire, CW2 5PJ SJ 778 544 | N/A |  |  |  | Yes | [13 empty] | Deferred
2 | CREW02 | T-4 | Capacity Auction | 2020 | NG CM 2017 Limited |  | CREW02 | Distribution | Non CMRS | New Build Generating CMU |  | Rejected | Opt-In |  | 0 |  |  |  |  | 0 |  | 0 |  |  | 0 |  |  |  | 19.098 |  |  | Diesel and/or gas reciprocating engines. Radway Green, Crewe, Cheshire CW2 5PJ SJ 778 543 | N/A |  |  |  | Yes | [13 empty] | Deferred
1 | CROYDa | T-4 | Capacity Auction | 2020 | Rolls-Royce Power Development Limited |  | Croydon Energy | Distribution | Non CMRS | Existing Generating CMU |  | Prequalified | Opt-In |  | 1 |  |  |  |  | 0 |  | 50.19 |  |  | 47.264 |  |  |  | 47.085 |  |  | The auxiliary load is minimal (1MW) and have been removed from the metering assessment when calculating the maximum generating output Factory Lane, Croydon, Surrey, CR0 3LE TQ312660 | 1900060831708 |  |  |  | No | No | Yes | Metering Option (a) | No |  |  | No | [6 empty] | No | N/A |  |  | Yes | 1 | CAN-2020-CROYDa-001 | Rolls-Royce Power Development Limited | Turbine_1 | 20/01/2017 | 1 | 2020/21 | 47.264 | [10 empty] | £5000 /MW | £25000 /MW | £10000 /MW | £15000 /MW | £35000 /MW | 100% | 200%
2 | CT1-16 | T-4 | Capacity Auction | 2020 | EDF Energy plc |  | Cottam Power Station CMU 1 | Transmission | CMRS | Existing Generating CMU |  | Prequalified | Opt-In |  | 1 |  |  |  |  | 0 |  | 495.317 |  |  | 430.53 |  |  |  | 430.53 |  |  | Cottam Power Station CMU 1 CT1-16 = 100% (T_COTPS-1) + 25% (T_COTPS-S) Cottam EDF Energy (Cottam Power) Ltd, Outgang Lane, Cottam, Retford, DN22 0NP SK 816 792 | 5003, 5005 |  |  |  | No |  |  | Metering Option (a) | No | [9 empty] | No | N/A |  |  | No | N/A
1 | CT2-16 | T-4 | Capacity Auction | 2020 | EDF Energy plc |  | Cottam Power Station CMU 2 | Transmission | CMRS | Existing Generating CMU |  | Prequalified | Opt-In |  | 1 |  |  |  |  | 0 |  | 505.033 |  |  | 438.975 |  |  |  | 438.975 |  |  | Cottam Power Station CMU 2 CT2-16 = 100% ( T_COTPS-2) + 25% (T_COTPS-S) Cottam EDF Energy (Cottam Power) Ltd, Outgang Lane, Cottam, Retford, DN22 0NP SK 816 792 | 5003, 5005 |  |  |  | No |  |  | Metering Option (a) | No | [9 empty] | No | N/A |  |  | No | N/A
2 | CT3-16 | T-4 | Capacity Auction | 2020 | EDF Energy plc |  | Cottam Power Station CMU 3 | Transmission | CMRS | Existing Generating CMU |  | Prequalified | Opt-In |  | 1 |  |  |  |  | 0 |  | 506.227 |  |  | 440.013 |  |  |  | 440.013 |  |  | Cottam Power Station CMU 3 CT3-16 = 100% (T_COTPS-3) + 25% (T_COTPS-S) Cottam EDF Energy (Cottam Power) Ltd, Outgang Lane, Cottam, Retford, DN22 0NP SK 816 792 | 5004, 5005 |  |  |  | No |  |  | Metering Option (a) | No | [9 empty] | No | N/A |  |  | No | N/A
1 | CT4-16 | T-4 | Capacity Auction | 2020 | EDF Energy plc |  | Cottam Power Station CMU 4 | Transmission | CMRS | Existing Generating CMU |  | Prequalified | Opt-In |  | 1 |  |  |  |  | 0 |  | 494.816 |  |  | 430.094 |  |  |  | 430.094 |  |  | Cottam Power Station CMU 4 CT4-16 = 100% (T_COTPS-4) + 25% (T_COTPS-S) Cottam EDF Energy (Cottam Power) Ltd, Outgang Lane, Cottam, Retford, DN22 0NP SK 816 792 | 5004, 5005 |  |  |  | No |  |  | Metering Option (a) | No | [9 empty] | No | N/A |  |  | No | N/A
2 | CULM-1 | T-4 | Capacity Auction | 2020 | Reliance Energy Limited |  | Culham | Distribution | Non CMRS | New Build Generating CMU |  | Rejected | Opt-In |  | 0 |  |  |  |  | 0 |  | 0 |  |  | 0 |  |  |  | 18.834 |  |  | CMU Component is 500kVA reciprocating diesel engine. Land North of Thame Lane, Culham, Abingdon, Oxfordshire, OX14 3GY SU 52766 96812 | N/A |  |  |  | Yes | [13 empty] | Deferred
1 | CULM-2 | T-4 | Capacity Auction | 2020 | Reliance Energy Limited |  | Culham | Distribution | Non CMRS | New Build Generating CMU |  | Rejected | Opt-In |  | 0 |  |  |  |  | 0 |  | 0 |  |  | 0 |  |  |  | 18.834 |  |  | CMU Component is 500kVA reciprocating diesel engine. Land North of Thame Lane, Culham, Abingdon, Oxfordshire, OX14 3GY SU 52766 96812 | N/A |  |  |  | Yes | [13 empty] | Deferred
2 | CULM-3 | T-4 | Capacity Auction | 2020 | Reliance Energy Limited |  | Culham | Distribution | Non CMRS | New Build Generating CMU |  | Rejected | Opt-In |  | 0 |  |  |  |  | 0 |  | 0 |  |  | 0 |  |  |  | 18.834 |  |  | CMU Component is 500kVA reciprocating diesel engine. Land North of Thame Lane, Culham, Abingdon, Oxfordshire, OX14 3GY SU 52766 96812 | N/A |  |  |  | Yes | [13 empty] | Deferred
1 | CULM-4 | T-4 | Capacity Auction | 2020 | Reliance Energy Limited |  | Culham | Distribution | Non CMRS | New Build Generating CMU |  | Rejected | Opt-In |  | 0 |  |  |  |  | 0 |  | 0 |  |  | 0 |  |  |  | 18.834 |  |  | CMU Component is 500kVA reciprocating diesel engine. Land North of Thame Lane, Culham, Abingdon, Oxfordshire, OX14 3GY SU 52766 96812 | N/A |  |  |  | Yes | [13 empty] | Deferred
2 | CULV02 | T-4 | Capacity Auction | 2020 | Culvery Power Limited |  | Culvery Power | Distribution | Non CMRS | New Build Generating CMU |  | Prequalified | Opt-In |  | 15 |  |  |  |  | 0 |  | 14 |  |  | 13.184 |  |  |  | 13.184 |  |  | 14 MW power plant comprising 7 x 2MW gas reciprocating engines. Power plant will be connected to the local distribution network and local gas network. Chemistry Lane, Interlinq Trade Park, Queensfery, Flintshire, CH5 2DW SJ 332 368 | N/A |  |  |  | Yes | [13 empty] | Deferred | Yes | 15 |  | No | N/A
1 | CURZ02 | T-4 | Capacity Auction | 2020 | Peak Power Connections Limited |  | CURZ02 | Distribution | Non CMRS | New Build Generating CMU |  | Prequalified | Opt-In |  | 15 |  | Yes | Yes |  | 0 |  | 20.28 |  |  | 19.098 |  |  |  | 19.098 |  |  | Diesel and/or gas reciprocating engines. Longcliffe Quarry, B5056, Matlock, Derbyshire DE4 4HN, UK SK 233 560 | N/A |  |  |  | Yes | [13 empty] | Deferred | Yes | 15 |  | No | N/A
2 | CURZ03 | T-4 | Capacity Auction | 2020 | NG CM 2017 Limited |  | CURZ03 | Distribution | Non CMRS | New Build Generating CMU |  | Prequalified | Opt-In |  | 15 |  | Yes | Yes |  | 0 |  | 20.28 |  |  | 19.098 |  |  |  | 19.098 |  |  | Diesel and/or gas reciprocating engines. Longcliffe Quarry, B5056, Matlock, Derbyshire DE4 4HN, UK SK 234 560 | N/A |  |  |  | Yes | [13 empty] | Deferred | Yes | 15 |  | No | N/A
1 | DA3028 | T-4 | Capacity Auction | 2020 | Sudmeadow Limited |  | Hartshill B | Distribution | CMRS | New Build Generating CMU |  | Not Prequalified | Opt-In |  | 15 |  | Yes |  |  | 0 | Yes | 7.413 |  |  | 6.981 |  |  |  | 6.981 |  |  | gas fired reciprocating engines Broad Lane, Harts Hill (Wasing Estate) Generation, Thatcham, Newbury, RG7 6SX SU528691 | N/A |  |  |  | Yes | [13 empty] | Deferred
2 | DAFE02 | T-4 | Capacity Auction | 2020 | Dafen Reserve Power Limited |  | Dafen Power | Distribution | Non CMRS | Existing Generating CMU |  | Prequalified | Opt-In |  | 1 |  |  |  |  | 0 |  | 10 |  |  | 9.417 |  |  |  | 9.417 |  |  | 10 MW power plant comprising 5 x 2MW gas fired reciprocating engines. Power plant will be connected to the local distribution network and local gas network. Llethri Road, Dafen Park Industrial Estate, Llanelli, SA14 8QG SN 253 202 | 2100041227102 |  |  |  | No | No | Yes | Metering Option (a) | No |  |  | No | [6 empty] | No | N/A |  |  | Yes | 1 | CAN-2020-DAFE02-001 | Dafen Reserve Power Limited | NGSTORDAFN128 | 20/01/2017 | 1 | 2020/21 | 9.417 | [10 empty] | £5000 /MW | £25000 /MW | £10000 /MW | £15000 /MW | £35000 /MW | 100% | 200%
1 | Daisy1 | T-4 | Capacity Auction | 2020 | Rymont Limited |  | Telford Road | Distribution | Non CMRS | New Build Generating CMU |  | Not Prequalified | Opt-In |  | 15 |  | Yes | Yes |  | 0 | Yes | 10 |  |  | 9.417 |  |  |  | 9.417 |  |  | The CMU will be a series of gas fired generators TT Electronics Buffer Warehouse, Eastfield Industrial Estate, Telford Road, Glenrothes, KY7 4PA NO 289000 | N/A |  |  |  | Yes | [13 empty] | Deferred
2 | Daisy2 | T-4 | Capacity Auction | 2020 | Rymont Limited |  | Pollokshaws Road | Distribution | Non CMRS | New Build Generating CMU |  | Not Prequalified | Opt-In |  | 15 |  | Yes | Yes |  | 0 | Yes | 10 |  |  | 9.417 |  |  |  | 9.417 |  |  | The CMU will be a series of gas fired generators 197 Pollokshaws Road, Glasgow, G41 1PS NS 585635 | N/A |  |  |  | Yes | [13 empty] | Deferred
1 | Daisy3 | T-4 | Capacity Auction | 2020 | Rymont Limited |  | Kennishead | Distribution | Non CMRS | New Build Generating CMU |  | Not Prequalified | Opt-In |  | 15 |  | Yes | Yes |  | 0 | Yes | 10 |  |  | 9.417 |  |  |  | 9.417 |  |  | The CMU will be a series of gas fired generators Kennishead Farmhouse, Glasgow, G43 1BD NS 541603 | N/A |  |  |  | Yes | [13 empty] | Deferred
2 | DCPS02 | T-4 | Capacity Auction | 2020 | Veolia UK Limited |  | CleanPower1 | Distribution | Non CMRS | Existing Generating CMU |  | Prequalified | Opt-In |  | 1 |  |  |  |  | 0 |  | 3.633 |  |  | 3.27 |  |  |  | 3.27 |  |  | CMU Component is a 7MW gas turbine embedded into unlicensed private distribution network located at HX4 9PY. Export Grid Connection Capacity is a firm 7000kVA with a power factor of 0.95 as per the Connection Agreement Stainland Board Mills, Holywell Green, Halifax, West Yorkshire, HX4 9PY SE069190 | 2300000683342 |  |  |  | No | No | Yes | Metering Option (a) | No |  |  | No | [6 empty] | No | N/A |  |  | Yes | 1 | CAN-2020-DCPS02-001 | Veolia UK Limited | DCPS02 | 20/01/2017 | 1 | 2020/21 | 3.27 | [10 empty] | £5000 /MW | £25000 /MW | £10000 /MW | £15000 /MW | £35000 /MW | 100% | 200%
1 | DEAN01 | T-4 | Capacity Auction | 2020 | SSE Generation Ltd. | Ann Gray | Deanie 1 | Transmission | CMRS | Existing Generating CMU |  | Prequalified | Opt-In |  | 1 |  |  |  |  | 0 |  | 19 |  |  | 16.37 |  |  |  | 16.37 |  |  | Deanie Unit 1 Deanie Power Station, Struy, By Cannich, Inverness-shire, IV4 7JX NH291387 | 8653 |  |  |  | No |  |  |  | Yes | [9 empty] | Yes | N/A |  |  | Yes | 1 | CAN-2020-DEAN01-001 | SSE Generation Ltd. | M_CAS-BEU01 | 20/01/2017 | 1 | 2020/21 | 16.37 | [10 empty] | £5000 /MW | £25000 /MW | £10000 /MW | £15000 /MW | £35000 /MW | 100% | 200%
2 | DEAN02 | T-4 | Capacity Auction | 2020 | SSE Generation Ltd. | Ann Gray | Deanie 2 | Transmission | CMRS | Existing Generating CMU |  | Prequalified | Opt-In |  | 1 |  |  |  |  | 0 |  | 19.29 |  |  | 16.62 |  |  |  | 16.62 |  |  | Deanie Unit 2 Deanie Power Station, Struy, By Cannich, Inverness-shire, IV4 7JX NH291387 | 8653 |  |  |  | No |  |  |  | Yes | [9 empty] | Yes | N/A |  |  | Yes | 1 | CAN-2020-DEAN02-001 | SSE Generation Ltd. | M_CAS-BEU01 | 20/01/2017 | 1 | 2020/21 | 16.62 | [10 empty] | £5000 /MW | £25000 /MW | £10000 /MW | £15000 /MW | £35000 /MW | 100% | 200%
1 | DEEP02 | T-4 | Capacity Auction | 2020 | Dee Power Limited |  | Dee Power | Distribution | Non CMRS | New Build Generating CMU |  | Prequalified | Opt-In |  | 15 |  | Yes | Yes |  | 0 |  | 16 |  |  | 15.067 |  |  |  | 15.067 |  |  | 16 MW power plant comprising 8 x 2MW gas reciprocating engines. Power plant will be connected to the local distribution network and local gas network. Shotton Steelworks, Deeside, Flintshire, CH5 2NH SJ 331 371 | N/A |  |  |  | Yes | [13 empty] | Deferred | Yes | 15 |  | No | N/A
2 | DERBYa | T-4 | Capacity Auction | 2020 | Rolls-Royce Power Development Limited |  | Derby Cogen Ltd | Distribution | Non CMRS | Existing Generating CMU |  | Prequalified | Opt-In |  | 1 |  |  |  |  | 0 |  | 54.85 |  |  | 51.652 |  |  |  | 54.619 |  |  | The auxiliary load is minimal (1MW) and have been removed from the metering assessment when calculating the maximum generating output Victory Road, Derby, Derbyshire, DE24 8BJ SK362318 | 1100050222428 |  |  |  | No | No | Yes | Metering Option (a) | No |  |  | No | [6 empty] | No | N/A |  |  | Yes | 1 | CAN-2020-DERBYa-001 | Rolls-Royce Power Development Limited | Turbine_1 | 20/01/2017 | 1 | 2020/21 | 51.652 | [10 empty] | £5000 /MW | £25000 /MW | £10000 /MW | £15000 /MW | £35000 /MW | 100% | 200%
1 | DERW-1 | T-4 | Capacity Auction | 2020 | Derwent Cogeneration Limited |  | Derwent | Transmission | CMRS | Existing Generating CMU |  |  | Opt-Out | Closed down, decommissioned or otherwise non-operational by the start of the relevant Delivery Year | [14 empty] | 208.8 |  |  | Derwent Power Station Derwent Power Station, 1 Holme Lane, Spondon, Derby, DE21 7BS SK404345 | N/A | [17 empty] | #N/A
2 | DERWAY | T-4 | Capacity Auction | 2020 | Reliance Energy Limited |  | Dering Way | Distribution | Non CMRS | New Build Generating CMU |  | Rejected | Opt-In |  | 0 |  |  |  |  | 0 |  | 0 |  |  | 0 |  |  |  | 15.067 |  |  | CMU Component is 500kVA reciprocating diesel engine. Dering Way, Gravesend, DA12 2QX TQ 66560 74028 | N/A |  |  |  | Yes | [13 empty] | Deferred
1 | DG-BRI | T-4 | Capacity Auction | 2020 | Centrica Distributed Generation Limited |  | Brigg DG | Distribution | Non CMRS | New Build Generating CMU |  | Prequalified | Opt-In |  | 15 |  | Yes | Yes |  | 456720 |  | 48.5 |  |  | 45.672 |  |  |  | 45.672 |  |  | A Prospective New Build Gas reciprocating energy reserve facility Scawby Brook, Brigg, Lincolnshire DN20 9LT SE 989 059 | N/A |  |  |  | No | No | Yes | Metering Option (b) | No | No |  |  |  | No | The metering system has not been commissioned because it has not been installed yet | N/A | No | The meters, voltage transformers and current transformers are not calibrated because they have not been installed yet | Yes | Yes | 15 |  | Yes | 15 | CAN-2020-DG-BRI-001 | Centrica Distributed Generation Limited | DG-BRI | 20/01/2017 | 15 | 2020/21 2021/22 2022/23 2023/24 2024/25 2025/26 2026/27 2027/28 2028/29 2029/30 2030/31 2031/32 2032/33 2033/34 2034/35 | 45.672 | Yes | 20/04/2018 | Yes | 01/04/2019 | Yes | 01/10/2021 |  |  |  |  | £5000 /MW | £25000 /MW | £10000 /MW | £15000 /MW | £35000 /MW | 100% | 200%
2 | DG-PET | T-4 | Capacity Auction | 2020 | Centrica Distributed Generation Limited |  | Peterborough DG | Distribution | Non CMRS | New Build Generating CMU |  | Prequalified | Opt-In |  | 15 |  | Yes | Yes |  | 456720 |  | 48.5 |  |  | 45.672 |  |  |  | 45.672 |  |  | A Prospective New Build Gas reciprocating energy reserve facility Forth Drove, Peterborough PE1 5NT TL 218 990 | N/A |  |  |  | No | No | Yes | Metering Option (b) | No | No |  |  |  | No | The metering system has not been commissioned because it has not been installed yet | N/A | No | The meters, voltage transformers and current transformers are not calibrated because they have not been installed yet | Deferred | Yes | 15 |  | Yes | 15 | CAN-2020-DG-PET-001 | Centrica Distributed Generation Limited | DG-PET | 20/01/2017 | 15 | 2020/21 2021/22 2022/23 2023/24 2024/25 2025/26 2026/27 2027/28 2028/29 2029/30 2030/31 2031/32 2032/33 2033/34 2034/35 | 45.672 | Yes | 20/04/2018 | Yes | 01/04/2019 | Yes | 01/10/2021 |  |  |  |  | £5000 /MW | £25000 /MW | £10000 /MW | £15000 /MW | £35000 /MW | 100% | 200%
1 | DG-ROO | T-4 | Capacity Auction | 2020 | Centrica Distributed Generation Limited |  | Roosecote DG | Distribution | Non CMRS | New Build Generating CMU |  | Prequalified | Opt-In |  | 15 |  | Yes | Yes |  | 0 |  | 48.5 |  |  | 45.672 |  |  |  | 45.672 |  |  | A Prospective New Build Gas reciprocating energy reserve facility Rampside Road, Roosecote, Near Barrow-in-Furness, Cumbria LA13 0PQ SD 224 682 | N/A |  |  |  | No | No | Yes | Metering Option (b) | No | No |  |  |  | No | The metering system has not been commissioned because it has not been installed yet | N/A | No | The meters, voltage transformers and current transformers are not calibrated because they have not been installed yet | Yes | Yes | 15 |  | No | N/A
2 | DID161 | T-4 | Capacity Auction | 2020 | RWE Generation UK plc |  | CMU_DIDC1G | Distribution | CMRS | Existing Generating CMU |  | Prequalified | Opt-In |  | 1 |  |  |  |  | 0 |  | 25 |  |  | 23.543 |  |  |  | #N/A |  |  | Didcot 1 OCGT - Power factor used for conversion of kVA to MW is 1 Fuel type is gasoil Didcot OCGT Power Station Didcot Oxfordshire OX11 7HA SU 510 920 | 4032 |  |  |  | No | No | Yes |  | No | [9 empty] | No | N/A |  |  | Yes | 1 | CAN-2020-DID161-001 | RWE Generation UK plc | E_DIDC1G | 20/01/2017 | 1 | 2020/21 | 23.543 | [10 empty] | £5000 /MW | £25000 /MW | £10000 /MW | £15000 /MW | £35000 /MW | 100% | 200%
1 | DID162 | T-4 | Capacity Auction | 2020 | RWE Generation UK plc |  | CMU_DIDC2G | Distribution | CMRS | Existing Generating CMU |  | Prequalified | Opt-In |  | 1 |  |  |  |  | 0 |  | 25 |  |  | 23.543 |  |  |  | #N/A |  |  | Didcot 2 OCGT - Power factor used for conversion of kVA to MW is 1 . Fuel type is gasoil Didcot OCGT Power Station Didcot Oxfordshire OX11 7HA SU 510 920 | 4032 |  |  |  | No | No | Yes |  | No | [9 empty] | No | N/A |  |  | Yes | 1 | CAN-2020-DID162-001 | RWE Generation UK plc | E_DIDC2G | 20/01/2017 | 1 | 2020/21 | 23.543 | [10 empty] | £5000 /MW | £25000 /MW | £10000 /MW | £15000 /MW | £35000 /MW | 100% | 200%
2 | DID163 | T-4 | Capacity Auction | 2020 | RWE Generation UK plc |  | CMU_DIDC3G | Distribution | CMRS | Existing Generating CMU |  | Prequalified | Opt-In |  | 1 |  |  |  |  | 0 |  | 25 |  |  | 23.543 |  |  |  | #N/A |  |  | Didcot 3 OCGT - Power factor used for conversion of kVA to MW is 1 . Fuel type is gasoil Didcot OCGT Power Station Didcot Oxfordshire OX11 7HA SU 510 920 | 4032 |  |  |  | No | No | Yes |  | No | [9 empty] | No | N/A |  |  | Yes | 1 | CAN-2020-DID163-001 | RWE Generation UK plc | E_DIDC3G | 20/01/2017 | 1 | 2020/21 | 23.543 | [10 empty] | £5000 /MW | £25000 /MW | £10000 /MW | £15000 /MW | £35000 /MW | 100% | 200%
1 | DID164 | T-4 | Capacity Auction | 2020 | RWE Generation UK plc |  | CMU_DIDC4G | Distribution | CMRS | Existing Generating CMU |  | Prequalified | Opt-In |  | 1 |  |  |  |  | 0 |  | 25 |  |  | 23.543 |  |  |  | #N/A |  |  | Didcot 4 OCGT - Power factor used for conversion of kVA to MW is 1 Fuel type is gasoil Didcot OCGT Power Station Didcot Oxfordshire OX11 7HA SU 510 920 | 4032 |  |  |  | No | No | Yes |  | No | [9 empty] | No | N/A |  |  | Yes | 1 | CAN-2020-DID164-001 | RWE Generation UK plc | E_DIDC4G | 20/01/2017 | 1 | 2020/21 | 23.543 | [10 empty] | £5000 /MW | £25000 /MW | £10000 /MW | £15000 /MW | £35000 /MW | 100% | 200%
2 | DIDCB5 | T-4 | Capacity Auction | 2020 | RWE Generation UK plc |  | CMU_DIDCB5 | Transmission | CMRS | Existing Generating CMU |  | Prequalified | Opt-In |  | 1 |  |  |  |  | 0 |  | 800 |  |  | 720 |  |  |  | 720 |  |  | Didcot B5 - CCGT Didcot B Power Station Milton Road Didcot Oxfordshire OX11 7YU SU 507 921 | 4055 |  |  |  | No |  |  | Metering Option (a) | No | [9 empty] | No | N/A |  |  | Yes | 1 | CAN-2020-DIDCB5-001 | RWE Generation UK plc | T_DIDCB5 | 20/01/2017 | 1 | 2020/21 | 720 | [10 empty] | £5000 /MW | £25000 /MW | £10000 /MW | £15000 /MW | £35000 /MW | 100% | 200%
1 | DIDCB6 | T-4 | Capacity Auction | 2020 | RWE Generation UK plc |  | CMU_DIDCB6 | Transmission | CMRS | Existing Generating CMU |  | Prequalified | Opt-In |  | 1 |  |  |  |  | 0 |  | 750 |  |  | 675 |  |  |  | 675 |  |  | Didcot B6 - CCGT Didcot B Power Station Milton Road Didcot Oxfordshire OX11 7YU SU 507 921 | 4055 |  |  |  | No |  |  | Metering Option (a) | No | [9 empty] | No | N/A |  |  | Yes | 1 | CAN-2020-DIDCB6-001 | RWE Generation UK plc | T_DIDCB6 | 20/01/2017 | 1 | 2020/21 | 675 | [10 empty] | £5000 /MW | £25000 /MW | £10000 /MW | £15000 /MW | £35000 /MW | 100% | 200%
2 | DINO_1 | T-4 | Capacity Auction | 2020 | First Hydro Company |  | Dinorwig Unit 1 | Transmission | CMRS | Existing Generating CMU | Yes | Prequalified | Opt-In |  | 1 |  |  |  |  | 0 |  | 274 |  |  | 263.835 |  |  |  | 263.835 |  |  | BM unit T_DINO-1 at Dinorwig Power Station (Pumped Storage). Dinorwig Power Station, Llanberis, Caernarfon, LL55 4TY SH594600 | 7010 |  |  |  | No |  |  |  | No | [9 empty] | No | N/A |  |  | Yes | 1 | CAN-2020-DINO_1-001 | First Hydro Company | T_DINO-1 | 20/01/2017 | 1 | 2020/21 | 263.835 | [10 empty] | £5000 /MW | £25000 /MW | £10000 /MW | £15000 /MW | £35000 /MW | 100% | 200%
1 | DINO_2 | T-4 | Capacity Auction | 2020 | First Hydro Company |  | Dinorwig Unit 2 | Transmission | CMRS | Existing Generating CMU | Yes | Prequalified | Opt-In |  | 1 |  |  |  |  | 0 |  | 274 |  |  | 263.835 |  |  |  | 263.835 |  |  | BM unit T_DINO-2 at Dinorwig Power Station (Pumped Storage). Dinorwig Power Station, Llanberis, Caernarfon, LL55 4TY SH594600 | 7010 |  |  |  | No |  |  |  | No | [9 empty] | No | N/A |  |  | Yes | 1 | CAN-2020-DINO_2-001 | First Hydro Company | T_DINO-2 | 20/01/2017 | 1 | 2020/21 | 263.835 | [10 empty] | £5000 /MW | £25000 /MW | £10000 /MW | £15000 /MW | £35000 /MW | 100% | 200%
2 | DINO_3 | T-4 | Capacity Auction | 2020 | First Hydro Company |  | Dinorwig Unit 3 | Transmission | CMRS | Existing Generating CMU | Yes | Prequalified | Opt-In |  | 1 |  |  |  |  | 0 |  | 301.967 |  |  | 290.764 |  |  |  | 290.764 |  |  | BM unit T_DINO-3 at Dinorwig Power Station (Pumped Storage). Dinorwig Power Station, Llanberis, Caernarfon, LL55 4TY SH594600 | 7011 |  |  |  | No |  |  |  | No | [9 empty] | No | N/A |  |  | Yes | 1 | CAN-2020-DINO_3-001 | First Hydro Company | T_DINO-3 | 20/01/2017 | 1 | 2020/21 | 290.764 | [10 empty] | £5000 /MW | £25000 /MW | £10000 /MW | £15000 /MW | £35000 /MW | 100% | 200%
1 | DINO_4 | T-4 | Capacity Auction | 2020 | First Hydro Company |  | Dinorwig Unit 4 | Transmission | CMRS | Existing Generating CMU | Yes | Prequalified | Opt-In |  | 1 |  |  |  |  | 0 |  | 300.833 |  |  | 289.672 |  |  |  | 289.672 |  |  | BM unit T_DINO-4 at Dinorwig Power Station (Pumped Storage). Dinorwig Power Station, Llanberis, Caernarfon, LL55 4TY SH594600 | 7011 |  |  |  | No |  |  |  | No | [9 empty] | No | N/A |  |  | Yes | 1 | CAN-2020-DINO_4-001 | First Hydro Company | T_DINO-4 | 20/01/2017 | 1 | 2020/21 | 289.672 | [10 empty] | £5000 /MW | £25000 /MW | £10000 /MW | £15000 /MW | £35000 /MW | 100% | 200%
2 | DINO_5 | T-4 | Capacity Auction | 2020 | First Hydro Company |  | Dinorwig Unit 5 | Transmission | CMRS | Existing Generating CMU | Yes | Prequalified | Opt-In |  | 1 |  |  |  |  | 0 |  | 274 |  |  | 263.835 |  |  |  | 263.835 |  |  | BM unit T_DINO-5 at Dinorwig Power Station (Pumped Storage). Dinorwig Power Station, Llanberis, Caernarfon, LL55 4TY SH594600 | 7012 |  |  |  | No |  |  |  | No | [9 empty] | No | N/A |  |  | Yes | 1 | CAN-2020-DINO_5-001 | First Hydro Company | T_DINO-5 | 20/01/2017 | 1 | 2020/21 | 263.835 | [10 empty] | £5000 /MW | £25000 /MW | £10000 /MW | £15000 /MW | £35000 /MW | 100% | 200%
1 | DINO_6 | T-4 | Capacity Auction | 2020 | First Hydro Company |  | Dinorwig Unit 6 | Transmission | CMRS | Existing Generating CMU | Yes | Prequalified | Opt-In |  | 1 |  |  |  |  | 0 |  | 274 |  |  | 263.835 |  |  |  | 263.835 |  |  | BM unit T_DINO-6 at Dinorwig Power Station (Pumped Storage). Dinorwig Power Station, Llanberis, Caernarfon, LL55 4TY SH594600 | 7012 |  |  |  | No |  |  |  | No | [9 empty] | No | N/A |  |  | Yes | 1 | CAN-2020-DINO_6-001 | First Hydro Company | T_DINO-6 | 20/01/2017 | 1 | 2020/21 | 263.835 | [10 empty] | £5000 /MW | £25000 /MW | £10000 /MW | £15000 /MW | £35000 /MW | 100% | 200%
2 | DN2116 | T-4 | Capacity Auction | 2020 | EDF Energy Nuclear Generation Limited |  | Dungeness B Power Station CMU 21 | Transmission | CMRS | Existing Generating CMU |  | Prequalified | Opt-In |  | 1 |  |  |  |  | 0 |  | 547.908 |  |  | 462.215 |  |  |  | 462.215 |  |  | Dungeness B Power Station CMU 21: [DN2116] T_DNGB21 + (50% x T_DNGB-D) EDF Energy, Dungeness B Power station, Romney Marsh, Kent, TN29 9PX TR 082 168 | 6031 |  |  |  | No |  |  | Metering Option (a) | No | [9 empty] | No | N/A |  |  | Yes | 1 | CAN-2020-DN2116-001 | EDF Energy Nuclear Generation Limited | T_DNGB21 | 20/01/2017 | 1 | 2020/21 | 462.215 | [10 empty] | £5000 /MW | £25000 /MW | £10000 /MW | £15000 /MW | £35000 /MW | 100% | 200%
1 | DN2216 | T-4 | Capacity Auction | 2020 | EDF Energy Nuclear Generation Limited |  | Dungeness B Power Station CMU 22 | Transmission | CMRS | Existing Generating CMU |  | Prequalified | Opt-In |  | 1 |  |  |  |  | 0 |  | 552.233 |  |  | 465.864 |  |  |  | 465.864 |  |  | Dungeness B Power Station CMU 22: [DN2216] T_DNGB22 + (50% x T_DNGB-D) EDF Energy, Dungeness B power station, Romney Marsh, Kent, TN29 9PX TR 082 168 | 6031 |  |  |  | No |  |  | Metering Option (a) | No | [9 empty] | No | N/A |  |  | Yes | 1 | CAN-2020-DN2216-001 | EDF Energy Nuclear Generation Limited | T_DNGB22 | 20/01/2017 | 1 | 2020/21 | 465.864 | [10 empty] | £5000 /MW | £25000 /MW | £10000 /MW | £15000 /MW | £35000 /MW | 100% | 200%
2 | DP3030 | T-4 | Capacity Auction | 2020 | Trafalgar Park Power Limited |  | Westoning Rd A | Distribution | CMRS | New Build Generating CMU |  | Not Prequalified | Opt-In |  | 15 |  | Yes |  |  | 0 | Yes | 20.121 |  |  | 18.948 |  |  |  | 18.948 |  |  | gas fired reciprocating engines Greenfield Road, Bedford MK45 5JD TL036328 | N/A |  |  |  | Yes | [13 empty] | Deferred
1 | DRON01 | T-4 | Capacity Auction | 2020 | Peak Power Connections Limited |  | DRON01 | Distribution | Non CMRS | New Build Generating CMU |  | Not Prequalified | Opt-In |  | 15 |  | Yes | Yes |  | 0 | Yes | 12.168 |  |  | 11.459 |  |  |  | 11.459 |  |  | Diesel and/or gas reciprocating engines. Callywhite Lane, Dronfield, Derbyshire S18 2XP SK 360 781 | N/A |  |  |  | Yes | [13 empty] | Deferred
2 | DSR007 | T-4 | Capacity Auction | 2020 | E.ON UK Plc |  | EON007 | Distribution | Non CMRS | Unproven DSR CMU |  | Prequalified | Opt-In |  | 1 | Yes |  |  |  | 125000 |  | 28.775 |  |  | 25 |  |  |  | 25 |  |  | to be provided once CMU Components are known to be provided once CMU Components are known to be provided once CMU Components are known | N/A |  |  |  | Yes | [13 empty] | Deferred | Yes |  |  | Yes | 1 | CAN-2020-DSR007-001 | E.ON UK Plc | DSR007 | 20/01/2017 | 1 | 2020/21 | 25 | [8 empty] | Yes | 31/08/2020 | £5000 /MW | £25000 /MW | £10000 /MW | £15000 /MW | £35000 /MW | 100% | 200%
1 | DSR008 | T-4 | Capacity Auction | 2020 | E.ON UK Plc |  | EON008 | Distribution | Non CMRS | Unproven DSR CMU |  | Prequalified | Opt-In |  | 1 | Yes |  |  |  | 125000 |  | 28.775 |  |  | 25 |  |  |  | 25 |  |  | to be provided once CMU Components are known to be provided once CMU Components are known to be provided once CMU Components are known | N/A |  |  |  | Yes | [13 empty] | Deferred | Yes |  |  | Yes | 1 | CAN-2020-DSR008-001 | E.ON UK Plc | DSR008 | 20/01/2017 | 1 | 2020/21 | 25 | [8 empty] | Yes | 31/08/2020 | £5000 /MW | £25000 /MW | £10000 /MW | £15000 /MW | £35000 /MW | 100% | 200%
2 | DSR009 | T-4 | Capacity Auction | 2020 | E.ON UK Plc |  | EON009 | Distribution | Non CMRS | Unproven DSR CMU |  | Prequalified | Opt-In |  | 1 | Yes |  |  |  | 100000 |  | 23.02 |  |  | 20 |  |  |  | 20 |  |  | to be provided once CMU Components are known to be provided once CMU Components are known to be provided once CMU Components are known | N/A |  |  |  | No |  |  | Metering Option (a) | [10 empty] | No | Yes |  |  | Yes | 1 | CAN-2020-DSR009-001 | E.ON UK Plc | DSR009 | 20/01/2017 | 1 | 2020/21 | 20 | [10 empty] | £5000 /MW | £25000 /MW | £10000 /MW | £15000 /MW | £35000 /MW | 100% | 200%
1 | DSR010 | T-4 | Capacity Auction | 2020 | E.ON UK Plc |  | EON010 | Distribution | Non CMRS | Unproven DSR CMU |  | Prequalified | Opt-In |  | 1 | Yes |  |  |  | 100000 |  | 23.02 |  |  | 20 |  |  |  | 20 |  |  | to be provided once CMU Components are known to be provided once CMU Components are known to be provided once CMU Components are known | N/A |  |  |  | Yes | [13 empty] | Deferred | Yes |  |  | Yes | 1 | CAN-2020-DSR010-001 | E.ON UK Plc | DSR010 | 20/01/2017 | 1 | 2020/21 | 20 | [8 empty] | Yes | 31/08/2020 | £5000 /MW | £25000 /MW | £10000 /MW | £15000 /MW | £35000 /MW | 100% | 200%
2 | DSR011 | T-4 | Capacity Auction | 2020 | E.ON UK Plc |  | EON011 | Distribution | Non CMRS | Unproven DSR CMU |  | Prequalified | Opt-In |  | 1 | Yes |  |  |  | 50000 |  | 11.51 |  |  | 10 |  |  |  | 10 |  |  | to be provided once CMU Components are known to be provided once CMU Components are known to be provided once CMU Components are known | N/A |  |  |  | No |  |  | Metering Option (a) | [10 empty] | Yes | Yes |  |  | Yes | 1 | CAN-2020-DSR011-001 | E.ON UK Plc | DSR011 | 20/01/2017 | 1 | 2020/21 | 10 | [10 empty] | £5000 /MW | £25000 /MW | £10000 /MW | £15000 /MW | £35000 /MW | 100% | 200%
1 | DSR012 | T-4 | Capacity Auction | 2020 | E.ON UK Plc |  | EON012 | Distribution | Non CMRS | Unproven DSR CMU |  | Prequalified | Opt-In |  | 1 | Yes |  |  |  | 0 |  | 11.51 |  |  | 10 |  |  |  | 10 |  |  | to be provided once CMU Components are known to be provided once CMU Components are known to be provided once CMU Components are known | N/A |  |  |  | Yes | [13 empty] | Deferred | Yes |  |  | No | N/A
2 | DSR013 | T-4 | Capacity Auction | 2020 | E.ON UK Plc |  | EON013 | Distribution | Non CMRS | Unproven DSR CMU |  | Prequalified | Opt-In |  | 1 | Yes |  |  |  | 35000 |  | 8.057 |  |  | 7 |  |  |  | 7 |  |  | to be provided once CMU Components are known to be provided once CMU Components are known to be provided once CMU Components are known | N/A |  |  |  | Yes | [13 empty] | Deferred | Yes |  |  | Yes | 1 | CAN-2020-DSR013-001 | E.ON UK Plc | DSR013 | 20/01/2017 | 1 | 2020/21 | 7 | [8 empty] | Yes | 31/08/2020 | £5000 /MW | £25000 /MW | £10000 /MW | £15000 /MW | £35000 /MW | 100% | 200%
1 | DSR014 | T-4 | Capacity Auction | 2020 | E.ON UK Plc |  | EON014 | Distribution | Non CMRS | Unproven DSR CMU |  | Prequalified | Opt-In |  | 1 | Yes |  |  |  | 35000 |  | 8.057 |  |  | 7 |  |  |  | 7 |  |  | to be provided once CMU Components are known to be provided once CMU Components are known to be provided once CMU Components are known | N/A |  |  |  | Yes | [13 empty] | Deferred | Yes |  |  | Yes | 1 | CAN-2020-DSR014-001 | E.ON UK Plc | DSR014 | 20/01/2017 | 1 | 2020/21 | 7 | [8 empty] | Yes | 31/08/2020 | £5000 /MW | £25000 /MW | £10000 /MW | £15000 /MW | £35000 /MW | 100% | 200%
2 | DSR015 | T-4 | Capacity Auction | 2020 | E.ON UK Plc |  | EON015 | Distribution | Non CMRS | Unproven DSR CMU |  | Prequalified | Opt-In |  | 1 | Yes |  |  |  | 35000 |  | 8.057 |  |  | 7 |  |  |  | 7 |  |  | to be provided once CMU Components are known to be provided once CMU Components are known to be provided once CMU Components are known | N/A |  |  |  | Yes | [13 empty] | Deferred | Yes |  |  | Yes | 1 | CAN-2020-DSR015-001 | E.ON UK Plc | DSR015 | 20/01/2017 | 1 | 2020/21 | 7 | [8 empty] | Yes | 31/08/2020 | £5000 /MW | £25000 /MW | £10000 /MW | £15000 /MW | £35000 /MW | 100% | 200%
1 | DSR016 | T-4 | Capacity Auction | 2020 | E.ON UK Plc |  | EON016 | Distribution | Non CMRS | Unproven DSR CMU |  | Prequalified | Opt-In |  | 1 | Yes |  |  |  | 35000 |  | 8.057 |  |  | 7 |  |  |  | 7 |  |  | to be provided once CMU Components are known to be provided once CMU Components are known to be provided once CMU Components are known | N/A |  |  |  | Yes | [13 empty] | Deferred | Yes |  |  | Yes | 1 | CAN-2020-DSR016-001 | E.ON UK Plc | DSR016 | 20/01/2017 | 1 | 2020/21 | 7 | [8 empty] | Yes | 31/08/2020 | £5000 /MW | £25000 /MW | £10000 /MW | £15000 /MW | £35000 /MW | 100% | 200%
2 | DSR017 | T-4 | Capacity Auction | 2020 | E.ON UK Plc |  | EON017 | Distribution | Non CMRS | Unproven DSR CMU |  | Prequalified | Opt-In |  | 1 | Yes |  |  |  | 35000 |  | 8.057 |  |  | 7 |  |  |  | 7 |  |  | to be provided once CMU Components are known to be provided once CMU Components are known to be provided once CMU Components are known | N/A |  |  |  | Yes | [13 empty] | Deferred | Yes |  |  | Yes | 1 | CAN-2020-DSR017-001 | E.ON UK Plc | DSR017 | 20/01/2017 | 1 | 2020/21 | 7 | [8 empty] | Yes | 31/08/2020 | £5000 /MW | £25000 /MW | £10000 /MW | £15000 /MW | £35000 /MW | 100% | 200%
1 | DSR018 | T-4 | Capacity Auction | 2020 | E.ON UK Plc |  | EON018 | Distribution | Non CMRS | Unproven DSR CMU |  | Prequalified | Opt-In |  | 1 | Yes |  |  |  | 35000 |  | 8.057 |  |  | 7 |  |  |  | 7 |  |  | to be provided once CMU Components are known to be provided once CMU Components are known to be provided once CMU Components are known | N/A |  |  |  | Yes | [13 empty] | Deferred | Yes |  |  | Yes | 1 | CAN-2020-DSR018-001 | E.ON UK Plc | DSR018 | 20/01/2017 | 1 | 2020/21 | 7 | [8 empty] | Yes | 31/08/2020 | £5000 /MW | £25000 /MW | £10000 /MW | £15000 /MW | £35000 /MW | 100% | 200%
2 | DSR019 | T-4 | Capacity Auction | 2020 | E.ON UK Plc |  | EON019 | Distribution | Non CMRS | Unproven DSR CMU |  | Prequalified | Opt-In |  | 1 | Yes |  |  |  | 25000 |  | 5.755 |  |  | 5 |  |  |  | 5 |  |  | to be provided once CMU Components are known to be provided once CMU Components are known to be provided once CMU Components are known | N/A |  |  |  | Yes | [13 empty] | Deferred | Yes |  |  | Yes | 1 | CAN-2020-DSR019-001 | E.ON UK Plc | DSR019 | 20/01/2017 | 1 | 2020/21 | 5 | [8 empty] | Yes | 31/08/2020 | £5000 /MW | £25000 /MW | £10000 /MW | £15000 /MW | £35000 /MW | 100% | 200%
1 | DSR020 | T-4 | Capacity Auction | 2020 | E.ON UK Plc |  | EON020 | Distribution | Non CMRS | Unproven DSR CMU |  | Prequalified | Opt-In |  | 1 | Yes |  |  |  | 25000 |  | 5.755 |  |  | 5 |  |  |  | 5 |  |  | to be provided once CMU Components are known to be provided once CMU Components are known to be provided once CMU Components are known | N/A |  |  |  | Yes | [13 empty] | Deferred | Yes |  |  | Yes | 1 | CAN-2020-DSR020-001 | E.ON UK Plc | DSR020 | 20/01/2017 | 1 | 2020/21 | 5 | [8 empty] | Yes | 31/08/2020 | £5000 /MW | £25000 /MW | £10000 /MW | £15000 /MW | £35000 /MW | 100% | 200%
2 | DSR021 | T-4 | Capacity Auction | 2020 | E.ON UK Plc |  | EON021 | Distribution | Non CMRS | Unproven DSR CMU |  | Prequalified | Opt-In |  | 1 | Yes |  |  |  | 25000 |  | 5.755 |  |  | 5 |  |  |  | 5 |  |  | to be provided once CMU Components are known to be provided once CMU Components are known to be provided once CMU Components are known | N/A |  |  |  | Yes | [13 empty] | Deferred | Yes |  |  | Yes | 1 | CAN-2020-DSR021-001 | E.ON UK Plc | DSR021 | 20/01/2017 | 1 | 2020/21 | 5 | [8 empty] | Yes | 31/08/2020 | £5000 /MW | £25000 /MW | £10000 /MW | £15000 /MW | £35000 /MW | 100% | 200%
1 | DSR022 | T-4 | Capacity Auction | 2020 | E.ON UK Plc |  | EON022 | Distribution | Non CMRS | Unproven DSR CMU |  | Prequalified | Opt-In |  | 1 | Yes |  |  |  | 20000 |  | 4.604 |  |  | 4 |  |  |  | 4 |  |  | to be provided once CMU Components are known to be provided once CMU Components are known to be provided once CMU Components are known | N/A |  |  |  | Yes | [13 empty] | Deferred | Yes |  |  | Yes | 1 | CAN-2020-DSR022-001 | E.ON UK Plc | DSR022 | 20/01/2017 | 1 | 2020/21 | 4 | [8 empty] | Yes | 31/08/2020 | £5000 /MW | £25000 /MW | £10000 /MW | £15000 /MW | £35000 /MW | 100% | 200%
2 | DSR023 | T-4 | Capacity Auction | 2020 | E.ON UK Plc |  | EON023 | Distribution | Non CMRS | Unproven DSR CMU |  | Prequalified | Opt-In |  | 1 | Yes |  |  |  | 20000 |  | 4.604 |  |  | 4 |  |  |  | 4 |  |  | to be provided once CMU Components are known to be provided once CMU Components are known to be provided once CMU Components are known | N/A |  |  |  | Yes | [13 empty] | Deferred | Yes |  |  | Yes | 1 | CAN-2020-DSR023-001 | E.ON UK Plc | DSR023 | 20/01/2017 | 1 | 2020/21 | 4 | [8 empty] | Yes | 31/08/2020 | £5000 /MW | £25000 /MW | £10000 /MW | £15000 /MW | £35000 /MW | 100% | 200%
1 | DUNC01 | T-4 | Capacity Auction | 2020 | RYDBERG DEVELOPMENT COMPANY LIMITED |  | DUNC01 | Distribution | Non CMRS | New Build Generating CMU |  | Not Prequalified | Opt-In |  | 15 |  | Yes | Yes |  | 0 | Yes | 20 |  |  | 18.834 |  |  |  | 18.834 |  |  | Gas and/or diesel reciprocating engines. Duncan Street, Salford, M5 3SQ SJ 820 980 | N/A |  |  |  | Yes | [13 empty] | Deferred
2 | DX0516 | T-4 | Capacity Auction | 2020 | Drax Power Limited |  | DRAX05 | Transmission | CMRS | Existing Generating CMU |  | Prequalified | Opt-In |  | 1 |  |  |  |  | 0 |  | 641.789 |  |  | 557.843 |  |  |  | 557.843 |  |  | This CMU component is a boiler turbine unit at Drax Power Station with BMU identifier T_DRAXX-5 under the BSC. The metering for this unit is an aggregation of GEN5 and UT5.The net output of the CMU component will be the metered output for T_DRAXX-5 less the auxiliary load. Drax Power Station, Selby, North Yorkshire, YO8 8PH SE667267 | 4017 |  |  |  | No |  |  | Metering Option (a) | Yes | [9 empty] | Yes | N/A |  |  | Yes | 1 | CAN-2020-DX0516-001 | Drax Power Limited | T_DRAXX-5 | 20/01/2017 | 1 | 2020/21 | 557.843 | [10 empty] | £5000 /MW | £25000 /MW | £10000 /MW | £15000 /MW | £35000 /MW | 100% | 200%
1 | DX0616 | T-4 | Capacity Auction | 2020 | Drax Power Limited |  | DRAX06 | Transmission | CMRS | Existing Generating CMU |  | Prequalified | Opt-In |  | 1 |  |  |  |  | 0 |  | 640.345 |  |  | 556.588 |  |  |  | 556.588 |  |  | This CMU component is a boiler turbine unit at Drax Power Station with BMU identifier T_DRAXX-6 under the BSC. The metering for this unit is an aggregation of GEN6 and UT6.The net output of the CMU component will be the metered output for T_DRAXX-6 less the auxiliary load. Drax Power Station, Selby, North Yorkshire, YO8 8PH SE667267 | 4017 |  |  |  | No |  |  | Metering Option (a) | Yes | [9 empty] | Yes | N/A |  |  | Yes | 1 | CAN-2020-DX0616-001 | Drax Power Limited | T_DRAXX-6 | 20/01/2017 | 1 | 2020/21 | 556.588 | [10 empty] | £5000 /MW | £25000 /MW | £10000 /MW | £15000 /MW | £35000 /MW | 100% | 200%
2 | DX0916 | T-4 | Capacity Auction | 2020 | Drax Power Limited |  | DRAX09 | Transmission | CMRS | Existing Generating CMU |  | Prequalified | Opt-In |  | 1 |  |  |  |  | 0 |  | 30.532 |  |  | 28.752 |  |  |  | #N/A |  |  | This CMU component is an open cycle gas turbine unit fuelled by distillate with BMU identifier T_DRAXX-9G under the BSC. The net output of the CMU component will be the metered output for T_DRAXX-9G less the auxiliary load. Drax Power Station, Selby, North Yorkshire, YO8 8PH SE667267 | 4016 |  |  |  | No |  |  | Metering Option (a) | Yes | [9 empty] | Yes | N/A |  |  | Yes | 1 | CAN-2020-DX0916-001 | Drax Power Limited | T_DRAXX-9G | 20/01/2017 | 1 | 2020/21 | 28.752 | [10 empty] | £5000 /MW | £25000 /MW | £10000 /MW | £15000 /MW | £35000 /MW | 100% | 200%
1 | DX1016 | T-4 | Capacity Auction | 2020 | Drax Power Limited |  | DRAX10 | Transmission | CMRS | Existing Generating CMU |  | Prequalified | Opt-In |  | 1 |  |  |  |  | 0 |  | 31.63 |  |  | 29.786 |  |  |  | #N/A |  |  | This CMU component is an open cycle gas turbine unit fuelled by distillate with BMU identifier T_DRAXX-10G under the BSC. The net output of the CMU component will be the metered output for T_DRAXX-10G less the auxiliary load. Drax Power Station, Selby, North Yorkshire, YO8 8PH SE667267 | 4016 |  |  |  | No |  |  | Metering Option (a) | Yes | [9 empty] | Yes | N/A |  |  | Yes | 1 | CAN-2020-DX1016-001 | Drax Power Limited | T_DRAXX-10G | 20/01/2017 | 1 | 2020/21 | 29.786 | [10 empty] | £5000 /MW | £25000 /MW | £10000 /MW | £15000 /MW | £35000 /MW | 100% | 200%
2 | DX1216 | T-4 | Capacity Auction | 2020 | Drax Power Limited |  | DRAX12 | Transmission | CMRS | Existing Generating CMU |  | Prequalified | Opt-In |  | 1 |  |  |  |  | 0 |  | 31.63 |  |  | 29.786 |  |  |  | #N/A |  |  | This CMU component is an open cycle gas turbine unit fuelled by distillate with BMU identifier T_DRAXX-12G under the BSC. The net output of the CMU component will be the metered output for T_DRAXX-12G less the auxiliary load. Drax Power Station, Selby, North Yorkshire, YO8 8PH SE667267 | 4049 |  |  |  | No |  |  | Metering Option (a) | Yes | [9 empty] | Yes | N/A |  |  | Yes | 1 | CAN-2020-DX1216-001 | Drax Power Limited | T_DRAXX-12G | 20/01/2017 | 1 | 2020/21 | 29.786 | [10 empty] | £5000 /MW | £25000 /MW | £10000 /MW | £15000 /MW | £35000 /MW | 100% | 200%
1 | DYKE04 | T-4 | Capacity Auction | 2020 | Low Carbon Storage Investment Company Limited |  | Dyke Farm Storage | Distribution | Non CMRS | New Build Generating CMU | Yes | Not Prequalified | Opt-In |  | 15 |  | Yes |  |  | 0 | Yes | 49.9 |  |  | 48.049 |  |  |  | 48.049 |  |  | Lithium Ion battery storage system capable of importing, storing and exporting electricity. Land North West of Pennyffordd Station, near Mold, Flintshire, CH4 0JT SJ294613 | N/A |  |  |  | Yes | [13 empty] | Deferred
2 | EB3029 | T-4 | Capacity Auction | 2020 | Sudmeadow Limited |  | Hartshill C | Distribution | CMRS | New Build Generating CMU |  | Not Prequalified | Opt-In |  | 15 |  | Yes |  |  | 0 | Yes | 3.056 |  |  | 2.878 |  |  |  | 2.878 |  |  | gas fired reciprocating engines Broad Lane, Harts Hill (Wasing Estate) Generation, Thatcham, Newbury, RG7 6SX SU528691 | N/A |  |  |  | Yes | [13 empty] | Deferred
1 | EBB123 | T-4 | Capacity Auction | 2020 | Ebbsfleet Power Limited |  | Ebbsfleet Power | Distribution | Non CMRS | New Build Generating CMU |  | Not Prequalified | Opt-In |  | 15 |  | Yes | Yes |  | 0 | Yes | 4 |  |  | 3.767 |  |  |  | 3.767 |  |  | A new build gas fuelled generating station. Ebbsfleet Farm, Ebbsfleet Ln, Ramsgate CT12 5DL TR 334 628 | N/A |  |  |  | Yes | [13 empty] | Deferred
2 | EBRGG2 | T-4 | Capacity Auction | 2020 | Centrica Brigg Limited |  | Brigg OCGT | Distribution | CMRS | Existing Generating CMU |  | Prequalified | Opt-In |  | 1 |  |  |  |  | 0 |  | 99 |  |  | 93.228 |  |  |  | 93.228 |  |  | Centrica Brigg Power Station is an Open Cycle Gas Turbine (OCGT) electricity generating station. Centrica Brigg Power Station, Scawby Brook, Brigg DN20 9LT. SE 991 059 | 7020 |  |  |  | No | No | Yes |  | No | [9 empty] | No | N/A |  |  | Yes | 1 | CAN-2020-EBRGG2-001 | Centrica Brigg Limited | E_BRGG-1 | 20/01/2017 | 1 | 2020/21 | 93.228 | [10 empty] | £5000 /MW | £25000 /MW | £10000 /MW | £15000 /MW | £35000 /MW | 100% | 200%
1 | EBRYP2 | T-4 | Capacity Auction | 2020 | Centrica Barry Limited |  | Barry | Distribution | CMRS | Existing Generating CMU |  | Prequalified | Opt-In |  | 1 |  |  |  |  | 0 |  | 225.485 |  |  | 202.937 |  |  |  | 202.937 |  |  | Centrica Barry Power Station is a Combined Cycle Gas Turbine (CCGT) electricity generating station. Centrica Barry Power Station, Sully Moors Rd, Sully, CF64 5RP. ST 146 687 | 7051.7055. |  |  |  | No | No | Yes |  | No | [9 empty] | No | N/A |  |  | No | N/A
2 | ECCL01 | T-4 | Capacity Auction | 2020 | Peak Power Connections Limited |  | ECCL01 | Distribution | Non CMRS | New Build Generating CMU |  | Not Prequalified | Opt-In |  | 15 |  | Yes | Yes |  | 0 | Yes | 20.28 |  |  | 19.098 |  |  |  | 19.098 |  |  | Diesel and/or gas reciprocating engines. Ecclesfield 35 Industrial Estate, Station Road, Sheffield, South Yourkshire, S35 9YR SK 363 944 | N/A |  |  |  | Yes | [13 empty] | Deferred
1 | ECMU25 | T-4 | Capacity Auction | 2020 | EnerNOC UK Limited |  | ECMU25 | Distribution | Non CMRS | Unproven DSR CMU |  | Prequalified | Opt-In |  | 1 | Yes |  |  |  | 108600 |  | 25 |  | 21.72 | 21.72 |  |  |  | 21.72 |  |  | Component has yet to be procured Component has yet to be procured N/A | N/A |  |  |  | Yes | [13 empty] | Deferred | Yes |  |  | Yes | 1 | CAN-2020-ECMU25-001 | EnerNOC UK Limited | ECMU25 | 20/01/2017 | 1 | 2020/21 | 21.72 | [8 empty] | Yes | 31/08/2020 | £5000 /MW | £25000 /MW | £10000 /MW | £15000 /MW | £35000 /MW | 100% | 200%
2 | ECMU26 | T-4 | Capacity Auction | 2020 | EnerNOC UK Limited |  | ECMU26 | Distribution | Non CMRS | Unproven DSR CMU |  | Prequalified | Opt-In |  | 1 | Yes |  |  |  | 108600 |  | 25 |  | 21.72 | 21.72 |  |  |  | 21.72 |  |  | Component has yet to be procured Component has yet to be procured N/A | N/A |  |  |  | Yes | [13 empty] | Deferred | Yes |  |  | Yes | 1 | CAN-2020-ECMU26-001 | EnerNOC UK Limited | ECMU26 | 20/01/2017 | 1 | 2020/21 | 21.72 | [8 empty] | Yes | 31/08/2020 | £5000 /MW | £25000 /MW | £10000 /MW | £15000 /MW | £35000 /MW | 100% | 200%
1 | ECMU27 | T-4 | Capacity Auction | 2020 | EnerNOC UK Limited |  | ECMU27 | Distribution | Non CMRS | Unproven DSR CMU |  | Prequalified | Opt-In |  | 1 | Yes |  |  |  | 108600 |  | 25 |  | 21.72 | 21.72 |  |  |  | 21.72 |  |  | Component has yet to be procured Component has yet to be procured N/A | N/A |  |  |  | Yes | [13 empty] | Deferred | Yes |  |  | Yes | 1 | CAN-2020-ECMU27-001 | EnerNOC UK Limited | ECMU27 | 20/01/2017 | 1 | 2020/21 | 21.72 | [8 empty] | Yes | 31/08/2020 | £5000 /MW | £25000 /MW | £10000 /MW | £15000 /MW | £35000 /MW | 100% | 200%
2 | ECMU28 | T-4 | Capacity Auction | 2020 | EnerNOC UK Limited |  | ECMU28 | Distribution | Non CMRS | Unproven DSR CMU |  | Prequalified | Opt-In |  | 1 | Yes |  |  |  | 108600 |  | 25 |  | 21.72 | 21.72 |  |  |  | 21.72 |  |  | Component has yet to be procured Component has yet to be procured N/A | N/A |  |  |  | Yes | [13 empty] | Deferred | Yes |  |  | Yes | 1 | CAN-2020-ECMU28-001 | EnerNOC UK Limited | ECMU28 | 20/01/2017 | 1 | 2020/21 | 21.72 | [8 empty] | Yes | 31/08/2020 | £5000 /MW | £25000 /MW | £10000 /MW | £15000 /MW | £35000 /MW | 100% | 200%
1 | ECMU30 | T-4 | Capacity Auction | 2020 | EnerNOC UK Limited |  | ECMU30 | Distribution | Non CMRS | Unproven DSR CMU |  | Prequalified | Opt-In |  | 1 | Yes |  |  |  | 108600 |  | 25 |  | 21.72 | 21.72 |  |  |  | 21.72 |  |  | Component has yet to be procured Component has yet to be procured N/A | N/A |  |  |  | Yes | [13 empty] | Deferred | Yes |  |  | Yes | 1 | CAN-2020-ECMU30-001 | EnerNOC UK Limited | ECMU30 | 20/01/2017 | 1 | 2020/21 | 21.72 | [8 empty] | Yes | 31/08/2020 | £5000 /MW | £25000 /MW | £10000 /MW | £15000 /MW | £35000 /MW | 100% | 200%
2 | ECMU31 | T-4 | Capacity Auction | 2020 | EnerNOC UK Limited |  | ECMU31 | Distribution | Non CMRS | Unproven DSR CMU |  | Prequalified | Opt-In |  | 1 | Yes |  |  |  | 108600 |  | 25 |  | 21.72 | 21.72 |  |  |  | 21.72 |  |  | Component has yet to be procured Component has yet to be procured N/A | N/A |  |  |  | Yes | [13 empty] | Deferred | Yes |  |  | Yes | 1 | CAN-2020-ECMU31-001 | EnerNOC UK Limited | ECMU31 | 20/01/2017 | 1 | 2020/21 | 21.72 | [8 empty] | Yes | 31/08/2020 | £5000 /MW | £25000 /MW | £10000 /MW | £15000 /MW | £35000 /MW | 100% | 200%
1 | ECMU32 | T-4 | Capacity Auction | 2020 | EnerNOC UK Limited |  | ECMU32 | Distribution | Non CMRS | Unproven DSR CMU |  | Prequalified | Opt-In |  | 1 | Yes |  |  |  | 108600 |  | 25 |  | 21.72 | 21.72 |  |  |  | 21.72 |  |  | Component has yet to be procured Component has yet to be procured N/A | N/A |  |  |  | Yes | [13 empty] | Deferred | Yes |  |  | Yes | 1 | CAN-2020-ECMU32-001 | EnerNOC UK Limited | ECMU32 | 20/01/2017 | 1 | 2020/21 | 21.72 | [8 empty] | Yes | 31/08/2020 | £5000 /MW | £25000 /MW | £10000 /MW | £15000 /MW | £35000 /MW | 100% | 200%
2 | ECMU33 | T-4 | Capacity Auction | 2020 | EnerNOC UK Limited |  | ECMU33 | Distribution | Non CMRS | Unproven DSR CMU |  | Prequalified | Opt-In |  | 1 | Yes |  |  |  | 108600 |  | 25 |  | 21.72 | 21.72 |  |  |  | 21.72 |  |  | Component has yet to be procured Component has yet to be procured N/A | N/A |  |  |  | Yes | [13 empty] | Deferred | Yes |  |  | Yes | 1 | CAN-2020-ECMU33-001 | EnerNOC UK Limited | ECMU33 | 20/01/2017 | 1 | 2020/21 | 21.72 | [8 empty] | Yes | 31/08/2020 | £5000 /MW | £25000 /MW | £10000 /MW | £15000 /MW | £35000 /MW | 100% | 200%
1 | ECMU34 | T-4 | Capacity Auction | 2020 | EnerNOC UK Limited |  | ECMU34 | Distribution | Non CMRS | Unproven DSR CMU |  | Prequalified | Opt-In |  | 1 | Yes |  |  |  | 108600 |  | 25 |  | 21.72 | 21.72 |  |  |  | 21.72 |  |  | Component has yet to be procured Component has yet to be procured N/A | N/A |  |  |  | Yes | [13 empty] | Deferred | Yes |  |  | Yes | 1 | CAN-2020-ECMU34-001 | EnerNOC UK Limited | ECMU34 | 20/01/2017 | 1 | 2020/21 | 21.72 | [8 empty] | Yes | 31/08/2020 | £5000 /MW | £25000 /MW | £10000 /MW | £15000 /MW | £35000 /MW | 100% | 200%
2 | ECMU35 | T-4 | Capacity Auction | 2020 | EnerNOC UK Limited |  | ECMU35 | Distribution | Non CMRS | Unproven DSR CMU |  | Prequalified | Opt-In |  | 1 | Yes |  |  |  | 108600 |  | 25 |  | 21.72 | 21.72 |  |  |  | 21.72 |  |  | Component has yet to be procured Component has yet to be procured N/A | N/A |  |  |  | Yes | [13 empty] | Deferred | Yes |  |  | Yes | 1 | CAN-2020-ECMU35-001 | EnerNOC UK Limited | ECMU35 | 20/01/2017 | 1 | 2020/21 | 21.72 | [8 empty] | Yes | 31/08/2020 | £5000 /MW | £25000 /MW | £10000 /MW | £15000 /MW | £35000 /MW | 100% | 200%
1 | ECMU36 | T-4 | Capacity Auction | 2020 | EnerNOC UK Limited |  | ECMU36 | Distribution | Non CMRS | Unproven DSR CMU |  | Prequalified | Opt-In |  | 1 | Yes |  |  |  | 108600 |  | 25 |  | 21.72 | 21.72 |  |  |  | 21.72 |  |  | Component has yet to be procured Component has yet to be procured N/A | N/A |  |  |  | Yes | [13 empty] | Deferred | Yes |  |  | Yes | 1 | CAN-2020-ECMU36-001 | EnerNOC UK Limited | ECMU36 | 20/01/2017 | 1 | 2020/21 | 21.72 | [8 empty] | Yes | 31/08/2020 | £5000 /MW | £25000 /MW | £10000 /MW | £15000 /MW | £35000 /MW | 100% | 200%
2 | ECMU37 | T-4 | Capacity Auction | 2020 | EnerNOC UK Limited |  | ECMU37 | Distribution | Non CMRS | Unproven DSR CMU |  | Prequalified | Opt-In |  | 1 | Yes |  |  |  | 108600 |  | 25 |  | 21.72 | 21.72 |  |  |  | 21.72 |  |  | Component has yet to be procured Component has yet to be procured N/A | N/A |  |  |  | Yes | [13 empty] | Deferred | Yes |  |  | Yes | 1 | CAN-2020-ECMU37-001 | EnerNOC UK Limited | ECMU37 | 20/01/2017 | 1 | 2020/21 | 21.72 | [8 empty] | Yes | 31/08/2020 | £5000 /MW | £25000 /MW | £10000 /MW | £15000 /MW | £35000 /MW | 100% | 200%
1 | ECMU38 | T-4 | Capacity Auction | 2020 | EnerNOC UK Limited |  | ECMU38 | Distribution | Non CMRS | Unproven DSR CMU |  | Prequalified | Opt-In |  | 1 | Yes |  |  |  | 108600 |  | 25 |  | 21.72 | 21.72 |  |  |  | 21.72 |  |  | Component has yet to be procured Component has yet to be procured N/A | N/A |  |  |  | Yes | [13 empty] | Deferred | Yes |  |  | Yes | 1 | CAN-2020-ECMU38-001 | EnerNOC UK Limited | ECMU38 | 20/01/2017 | 1 | 2020/21 | 21.72 | [8 empty] | Yes | 31/08/2020 | £5000 /MW | £25000 /MW | £10000 /MW | £15000 /MW | £35000 /MW | 100% | 200%
2 | ECMU39 | T-4 | Capacity Auction | 2020 | EnerNOC UK Limited |  | ECMU39 | Distribution | Non CMRS | Unproven DSR CMU |  | Prequalified | Opt-In |  | 1 | Yes |  |  |  | 108600 |  | 25 |  | 21.72 | 21.72 |  |  |  | 21.72 |  |  | Component has yet to be procured Component has yet to be procured N/A | N/A |  |  |  | Yes | [13 empty] | Deferred | Yes |  |  | Yes | 1 | CAN-2020-ECMU39-001 | EnerNOC UK Limited | ECMU39 | 20/01/2017 | 1 | 2020/21 | 21.72 | [8 empty] | Yes | 31/08/2020 | £5000 /MW | £25000 /MW | £10000 /MW | £15000 /MW | £35000 /MW | 100% | 200%
1 | ECMU40 | T-4 | Capacity Auction | 2020 | EnerNOC UK Limited |  | ECMU40 | Distribution | Non CMRS | Unproven DSR CMU |  | Prequalified | Opt-In |  | 1 | Yes |  |  |  | 108600 |  | 25 |  | 21.72 | 21.72 |  |  |  | 21.72 |  |  | Component has yet to be procured Component has yet to be procured N/A | N/A |  |  |  | Yes | [13 empty] | Deferred | Yes |  |  | Yes | 1 | CAN-2020-ECMU40-001 | EnerNOC UK Limited | ECMU40 | 20/01/2017 | 1 | 2020/21 | 21.72 | [8 empty] | Yes | 31/08/2020 | £5000 /MW | £25000 /MW | £10000 /MW | £15000 /MW | £35000 /MW | 100% | 200%
2 | ECMU41 | T-4 | Capacity Auction | 2020 | EnerNOC UK Limited |  | ECMU41 | Distribution | Non CMRS | Unproven DSR CMU |  | Prequalified | Opt-In |  | 1 | Yes |  |  |  | 108600 |  | 25 |  | 21.72 | 21.72 |  |  |  | 21.72 |  |  | Component has yet to be procured Component has yet to be procured N/A | N/A |  |  |  | Yes | [13 empty] | Deferred | Yes |  |  | Yes | 1 | CAN-2020-ECMU41-001 | EnerNOC UK Limited | ECMU41 | 20/01/2017 | 1 | 2020/21 | 21.72 | [8 empty] | Yes | 31/08/2020 | £5000 /MW | £25000 /MW | £10000 /MW | £15000 /MW | £35000 /MW | 100% | 200%
1 | ECMU42 | T-4 | Capacity Auction | 2020 | EnerNOC UK Limited |  | ECMU42 | Distribution | Non CMRS | Unproven DSR CMU |  | Prequalified | Opt-In |  | 1 | Yes |  |  |  | 108600 |  | 25 |  | 21.72 | 21.72 |  |  |  | 21.72 |  |  | Component has yet to be procured Component has yet to be procured N/A | N/A |  |  |  | Yes | [13 empty] | Deferred | Yes |  |  | Yes | 1 | CAN-2020-ECMU42-001 | EnerNOC UK Limited | ECMU42 | 20/01/2017 | 1 | 2020/21 | 21.72 | [8 empty] | Yes | 31/08/2020 | £5000 /MW | £25000 /MW | £10000 /MW | £15000 /MW | £35000 /MW | 100% | 200%
2 | ECMU43 | T-4 | Capacity Auction | 2020 | EnerNOC UK Limited |  | ECMU43 | Distribution | Non CMRS | Unproven DSR CMU |  | Prequalified | Opt-In |  | 1 | Yes |  |  |  | 108600 |  | 25 |  | 21.72 | 21.72 |  |  |  | 21.72 |  |  | Component has yet to be procured Component has yet to be procured N/A | N/A |  |  |  | Yes | [13 empty] | Deferred | Yes |  |  | Yes | 1 | CAN-2020-ECMU43-001 | EnerNOC UK Limited | ECMU43 | 20/01/2017 | 1 | 2020/21 | 21.72 | [8 empty] | Yes | 31/08/2020 | £5000 /MW | £25000 /MW | £10000 /MW | £15000 /MW | £35000 /MW | 100% | 200%
1 | ECMU44 | T-4 | Capacity Auction | 2020 | EnerNOC UK Limited |  | ECMU44 | Distribution | Non CMRS | Unproven DSR CMU |  | Prequalified | Opt-In |  | 1 | Yes |  |  |  | 108600 |  | 25 |  | 21.72 | 21.72 |  |  |  | 21.72 |  |  | Component has yet to be procured Component has yet to be procured N/A | N/A |  |  |  | Yes | [13 empty] | Deferred | Yes |  |  | Yes | 1 | CAN-2020-ECMU44-001 | EnerNOC UK Limited | ECMU44 | 20/01/2017 | 1 | 2020/21 | 21.72 | [8 empty] | Yes | 31/08/2020 | £5000 /MW | £25000 /MW | £10000 /MW | £15000 /MW | £35000 /MW | 100% | 200%
2 | ECMU45 | T-4 | Capacity Auction | 2020 | EnerNOC UK Limited |  | ECMU45 | Distribution | Non CMRS | Unproven DSR CMU |  | Prequalified | Opt-In |  | 1 | Yes |  |  |  | 108600 |  | 25 |  | 21.72 | 21.72 |  |  |  | 21.72 |  |  | Component has yet to be procured Component has yet to be procured N/A | N/A |  |  |  | Yes | [13 empty] | Deferred | Yes |  |  | Yes | 1 | CAN-2020-ECMU45-001 | EnerNOC UK Limited | ECMU45 | 20/01/2017 | 1 | 2020/21 | 21.72 | [8 empty] | Yes | 31/08/2020 | £5000 /MW | £25000 /MW | £10000 /MW | £15000 /MW | £35000 /MW | 100% | 200%
1 | ECMU46 | T-4 | Capacity Auction | 2020 | EnerNOC UK Limited |  | ECMU46 | Distribution | Non CMRS | Unproven DSR CMU |  | Prequalified | Opt-In |  | 1 | Yes |  |  |  | 108600 |  | 25 |  | 21.72 | 21.72 |  |  |  | 21.72 |  |  | Component has yet to be procured Component has yet to be procured N/A | N/A |  |  |  | Yes | [13 empty] | Deferred | Yes |  |  | Yes | 1 | CAN-2020-ECMU46-001 | EnerNOC UK Limited | ECMU46 | 20/01/2017 | 1 | 2020/21 | 21.72 | [8 empty] | Yes | 31/08/2020 | £5000 /MW | £25000 /MW | £10000 /MW | £15000 /MW | £35000 /MW | 100% | 200%
2 | ECMU47 | T-4 | Capacity Auction | 2020 | EnerNOC UK Limited |  | ECMU47 | Distribution | Non CMRS | Unproven DSR CMU |  | Prequalified | Opt-In |  | 1 | Yes |  |  |  | 108600 |  | 25 |  | 21.72 | 21.72 |  |  |  | 21.72 |  |  | Component has yet to be procured Component has yet to be procured N/A | N/A |  |  |  | Yes | [13 empty] | Deferred | Yes |  |  | Yes | 1 | CAN-2020-ECMU47-001 | EnerNOC UK Limited | ECMU47 | 20/01/2017 | 1 | 2020/21 | 21.72 | [8 empty] | Yes | 31/08/2020 | £5000 /MW | £25000 /MW | £10000 /MW | £15000 /MW | £35000 /MW | 100% | 200%
1 | ECMU48 | T-4 | Capacity Auction | 2020 | EnerNOC UK Limited |  | ECMU48 | Distribution | Non CMRS | Unproven DSR CMU |  | Prequalified | Opt-In |  | 1 | Yes |  |  |  | 108600 |  | 25 |  | 21.72 | 21.72 |  |  |  | 21.72 |  |  | Component has yet to be procured Component has yet to be procured N/A | N/A |  |  |  | Yes | [13 empty] | Deferred | Yes |  |  | Yes | 1 | CAN-2020-ECMU48-001 | EnerNOC UK Limited | ECMU48 | 20/01/2017 | 1 | 2020/21 | 21.72 | [8 empty] | Yes | 31/08/2020 | £5000 /MW | £25000 /MW | £10000 /MW | £15000 /MW | £35000 /MW | 100% | 200%
2 | ECMU49 | T-4 | Capacity Auction | 2020 | EnerNOC UK Limited |  | ECMU49 | Distribution | Non CMRS | Unproven DSR CMU |  | Prequalified | Opt-In |  | 1 | Yes |  |  |  | 0 |  | 25 |  | 21.72 | 21.72 |  |  |  | 21.72 |  |  | Component has yet to be procured Component has yet to be procured N/A | N/A |  |  |  | Yes | [13 empty] | Deferred | Yes |  |  | No | N/A
1 | ECMU50 | T-4 | Capacity Auction | 2020 | EnerNOC UK Limited |  | ECMU50 | Distribution | Non CMRS | Unproven DSR CMU |  | Prequalified | Opt-In |  | 1 | Yes |  |  |  | 0 |  | 25 |  | 21.72 | 21.72 |  |  |  | 21.72 |  |  | Component has yet to be procured Component has yet to be procured N/A | N/A |  |  |  | Yes | [13 empty] | Deferred | Yes |  |  | No | N/A
2 | ECMU51 | T-4 | Capacity Auction | 2020 | EnerNOC UK Limited |  | ECMU51 | Distribution | Non CMRS | Unproven DSR CMU |  | Prequalified | Opt-In |  | 1 | Yes |  |  |  | 0 |  | 25 |  | 21.72 | 21.72 |  |  |  | 21.72 |  |  | Component has yet to be procured Component has yet to be procured N/A | N/A |  |  |  | Yes | [13 empty] | Deferred | Yes |  |  | No | N/A
1 | ECMU52 | T-4 | Capacity Auction | 2020 | EnerNOC UK Limited |  | ECMU52 | Distribution | Non CMRS | Unproven DSR CMU |  | Prequalified | Opt-In |  | 1 | Yes |  |  |  | 0 |  | 25 |  | 21.72 | 21.72 |  |  |  | 21.72 |  |  | Component has yet to be procured Component has yet to be procured N/A | N/A |  |  |  | Yes | [13 empty] | Deferred | Yes |  |  | No | N/A
2 | ECMU53 | T-4 | Capacity Auction | 2020 | EnerNOC UK Limited |  | ECMU53 | Distribution | Non CMRS | Unproven DSR CMU |  | Prequalified | Opt-In |  | 1 | Yes |  |  |  | 0 |  | 25 |  |  | 21.72 |  |  |  | 21.72 |  |  | Component has yet to be procured Component has yet to be procured N/A | N/A |  |  |  | Yes | [13 empty] | Deferred | Yes |  |  | No | N/A
1 | ECMU54 | T-4 | Capacity Auction | 2020 | EnerNOC UK Limited |  | ECMU54 | Distribution | Non CMRS | Unproven DSR CMU |  | Prequalified | Opt-In |  | 1 | Yes |  |  |  | 0 |  | 25 |  | 21.72 | 21.72 |  |  |  | 21.72 |  |  | Component has yet to be procured Component has yet to be procured N/A | N/A |  |  |  | Yes | [13 empty] | Deferred | Yes |  |  | No | N/A
2 | ECMU55 | T-4 | Capacity Auction | 2020 | EnerNOC UK Limited |  | ECMU55 | Distribution | Non CMRS | Unproven DSR CMU |  | Prequalified | Opt-In |  | 1 | Yes |  |  |  | 0 |  | 25 |  | 21.72 | 21.72 |  |  |  | 21.72 |  |  | Component has yet to be procured Component has yet to be procured N/A | N/A |  |  |  | Yes | [13 empty] | Deferred | Yes |  |  | No | N/A
1 | ECMU56 | T-4 | Capacity Auction | 2020 | EnerNOC UK Limited |  | ECMU56 | Distribution | Non CMRS | Unproven DSR CMU |  | Prequalified | Opt-In |  | 1 | Yes |  |  |  | 0 |  | 25 |  | 21.72 | 21.72 |  |  |  | 21.72 |  |  | Component has yet to be procured Component has yet to be procured N/A | N/A |  |  |  | Yes | [13 empty] | Deferred | Yes |  |  | No | N/A
2 | EDP001 | T-4 | Capacity Auction | 2020 | Edge Power (Warren Farm) Limited |  | Warren Farm | Distribution | Non CMRS | New Build Generating CMU |  | Not Prequalified | Opt-In |  | 15 |  | Yes | Yes |  | 0 | Yes | 20 |  |  | 18.834 |  |  |  | 18.834 |  |  | A new build gas fuelled generating station. St Nicholas Court, Court Road, St Nicholas At Wade, Birchington, Kent, CT7 0PT TR 258 670 | N/A |  |  |  | Yes | [13 empty] | Deferred
1 | EDP002 | T-4 | Capacity Auction | 2020 | Edge Power (Greys Hall) Limited |  | Greys Hall | Distribution | Non CMRS | New Build Generating CMU |  | Prequalified | Opt-In |  | 15 |  | Yes | Yes |  | 128540 |  | 13.65 |  |  | 12.854 |  |  |  | 12.854 |  |  | A new build gas fuelled generating station. Greys Hall, Greys Hall Corner, Great Cornard, Sudbury CO10 0QG TL 909 394 | N/A |  |  |  | Yes | [13 empty] | Deferred | Yes | 15 |  | Yes | 15 | CAN-2020-EDP002-001 | Edge Power (Greys Hall) Limited | EDP002 | 20/01/2017 | 15 | 2020/21 2021/22 2022/23 2023/24 2024/25 2025/26 2026/27 2027/28 2028/29 2029/30 2030/31 2031/32 2032/33 2033/34 2034/35 | 12.854 | Yes | 20/04/2018 | Yes | 01/04/2019 | Yes | 01/10/2021 |  |  | Yes | 01/10/2021 | £5000 /MW | £25000 /MW | £10000 /MW | £15000 /MW | £35000 /MW | 100% | 200%
2 | EDP003 | T-4 | Capacity Auction | 2020 | Edge Power (Avro Business Park) Limited |  | Avro Business Park | Distribution | Non CMRS | New Build Generating CMU |  | Prequalified | Opt-In |  | 15 |  | Yes | Yes |  | 188340 |  | 20 |  |  | 18.834 |  |  |  | 18.834 |  |  | A new build gas fuelled generating station. Decoy Farm, Spalding Road, Crowland, Peterborough, PE6 0LX TF 257 128 | N/A |  |  |  | Yes | [13 empty] | Deferred | Yes | 15 |  | Yes | 15 | CAN-2020-EDP003-001 | Edge Power (Avro Business Park) Limited | EDP003 | 20/01/2017 | 15 | 2020/21 2021/22 2022/23 2023/24 2024/25 2025/26 2026/27 2027/28 2028/29 2029/30 2030/31 2031/32 2032/33 2033/34 2034/35 | 18.834 | Yes | 20/04/2018 | Yes | 01/04/2019 | Yes | 01/10/2021 |  |  | Yes | 01/10/2021 | £5000 /MW | £25000 /MW | £10000 /MW | £15000 /MW | £35000 /MW | 100% | 200%
1 | EDP004 | T-4 | Capacity Auction | 2020 | Edge Power (Newby Cross) Limited |  | Kingrigg - Newby Cross | Distribution | Non CMRS | New Build Generating CMU |  | Not Prequalified | Opt-In |  | 15 |  | Yes | Yes |  | 0 | Yes | 19 |  |  | 17.892 |  |  |  | 17.892 |  |  | A new build gas fuelled generating station. Kingrigg, Newby Cross, Carlisle, Cumbria, CA5 6JP NY 375 533 | N/A |  |  |  | Yes | [13 empty] | Deferred
2 | EDP005 | T-4 | Capacity Auction | 2020 | Edge Power (Little Blakesware) Limited |  | Little Blakesware - New Hall Farm | Distribution | Non CMRS | New Build Generating CMU |  | Not Prequalified | Opt-In |  | 15 |  | Yes | Yes |  | 0 | Yes | 10 |  |  | 9.417 |  |  |  | 9.417 |  |  | A new build gas fuelled generating station. New Hall Farm, Wareside, Ware, SG12 7SD TL 388 161 | N/A |  |  |  | Yes | [13 empty] | Deferred
1 | EDP006 | T-4 | Capacity Auction | 2020 | Edge Power (Larkfield Farm) Limited |  | Larkfield Farm | Distribution | Non CMRS | New Build Generating CMU |  | Not Prequalified | Opt-In |  | 15 |  | Yes | Yes |  | 0 | Yes | 8 |  |  | 7.703 |  |  |  | 7.534 |  |  | A new build gas fuelled generating station. Larkfield, Goxhill Road, Barrow-Upon-Humber, DN19 7EE TA 083 215 | N/A |  |  |  | Yes | [13 empty] | Deferred
2 | EDP007 | T-4 | Capacity Auction | 2020 | Edge Power (Shingle Hall) Limited |  | Shingle Hall | Distribution | Non CMRS | New Build Generating CMU |  | Not Prequalified | Opt-In |  | 15 |  | Yes | Yes |  | 0 | Yes | 17.86 |  |  | 16.819 |  |  |  | 16.819 |  |  | A new build gas fuelled generating station. Shingle Hall, Trimms Green, Sawbridgeworth, CM21 0LX TL 467 171 | N/A |  |  |  | Yes | [13 empty] | Deferred
1 | EDP008 | T-4 | Capacity Auction | 2020 | Edge Power (Covenbrook) Limited |  | Covenbrook | Distribution | Non CMRS | New Build Generating CMU |  | Not Prequalified | Opt-In |  | 15 |  | Yes | Yes |  | 0 | Yes | 9.9 |  |  | 9.323 |  |  |  | #N/A |  |  | A new build diesel fuelled generating station. Covenbrook Hall, Stisted, Braintree, Essex, CM77 8AJ TL 787 248 | N/A |  |  |  | Yes | [13 empty] | Deferred
2 | EDP010 | T-4 | Capacity Auction | 2020 | Edge Power (Decoy) Limited |  | Decoy | Distribution | Non CMRS | New Build Generating CMU |  | Not Prequalified | Opt-In |  | 15 |  | Yes | Yes |  | 0 | Yes | 10.8 |  |  | 10.17 |  |  |  | 10.17 |  |  | A new build gas fuelled generating station. Decoy Farm, Spalding Road, Crowland, Peterborough, PE6 0LX TF 258 128 | N/A |  |  |  | Yes | [13 empty] | Deferred
1 | EDP011 | T-4 | Capacity Auction | 2020 | Edge Power (Allen Farm West) Limited |  | Allen Farm West | Distribution | Non CMRS | New Build Generating CMU |  | Prequalified | Opt-In |  | 15 |  | Yes | Yes |  | 188340 |  | 20 |  |  | 18.834 |  |  |  | 18.834 |  |  | A new build gas fuelled generating station. Allens Farm, Wivenhoe Road, Crockleford Heath, Colchester, CO7 7BN TM 054 260 | N/A |  |  |  | Yes | [13 empty] | Deferred | Yes | 15 |  | Yes | 15 | CAN-2020-EDP011-001 | Edge Power (Allen Farm West) Limited | EDP011 | 20/01/2017 | 15 | 2020/21 2021/22 2022/23 2023/24 2024/25 2025/26 2026/27 2027/28 2028/29 2029/30 2030/31 2031/32 2032/33 2033/34 2034/35 | 18.834 | Yes | 20/04/2018 | Yes | 01/04/2019 | Yes | 01/10/2021 |  |  | Yes | 01/10/2021 | £5000 /MW | £25000 /MW | £10000 /MW | £15000 /MW | £35000 /MW | 100% | 200%
2 | EDP012 | T-4 | Capacity Auction | 2020 | Edge Power (Allen Farm East) Limited |  | Allen Farm East | Distribution | Non CMRS | New Build Generating CMU |  | Prequalified | Opt-In |  | 15 |  | Yes | Yes |  | 188340 |  | 20 |  |  | 18.834 |  |  |  | 18.834 |  |  | A new build gas fuelled generating station. Allens Farm, Wivenhoe Road, Crockleford Heath, Colchester, CO7 7BN TM 054 260 | N/A |  |  |  | Yes | [13 empty] | Deferred | Yes | 15 |  | Yes | 15 | CAN-2020-EDP012-001 | Edge Power (Allen Farm East) Limited | EDP012 | 20/01/2017 | 15 | 2020/21 2021/22 2022/23 2023/24 2024/25 2025/26 2026/27 2027/28 2028/29 2029/30 2030/31 2031/32 2032/33 2033/34 2034/35 | 18.834 | Yes | 20/04/2018 | Yes | 01/04/2019 | Yes | 01/10/2021 |  |  | Yes | 01/10/2021 | £5000 /MW | £25000 /MW | £10000 /MW | £15000 /MW | £35000 /MW | 100% | 200%
1 | EDP013 | T-4 | Capacity Auction | 2020 | Edge Power (Fridaywood West) Limited |  | Fridaywood West | Distribution | Non CMRS | New Build Generating CMU |  | Prequalified | Opt-In |  | 15 |  | Yes | Yes |  | 188340 |  | 20 |  |  | 18.834 |  |  |  | 18.834 |  |  | A new build gas fuelled generating station. Fridaywood Farm, Bounstead Road, Colchester, Essex, CO2 0DF TL 985 211 | N/A |  |  |  | Yes | [13 empty] | Deferred | Yes | 15 |  | Yes | 15 | CAN-2020-EDP013-001 | Edge Power (Fridaywood West) Limited | EDP013 | 20/01/2017 | 15 | 2020/21 2021/22 2022/23 2023/24 2024/25 2025/26 2026/27 2027/28 2028/29 2029/30 2030/31 2031/32 2032/33 2033/34 2034/35 | 18.834 | Yes | 20/04/2018 | Yes | 01/04/2019 | Yes | 01/10/2021 |  |  | Yes | 01/10/2021 | £5000 /MW | £25000 /MW | £10000 /MW | £15000 /MW | £35000 /MW | 100% | 200%
2 | EECL01 | T-4 | Capacity Auction | 2020 | Uniper Global Commodities SE | Applications and Corresponsdence on behalf of UGC SE | Enfield | Transmission | CMRS | Existing Generating CMU |  | Prequalified | Opt-In |  | 1 |  |  |  |  | 0 |  | 408 |  |  | 367.2 |  |  |  | 367.2 |  |  | Enfield CCGT Power Station - (one unit station) 111 Brancroft Way Enfield Middlesex EN3 7PL TQ368977 | 7074 |  |  |  | No |  |  | Metering Option (a) | No | [9 empty] | No | N/A |  |  | Yes | 1 | CAN-2020-EECL01-001 | Uniper Global Commodities SE | T_EECL-1 | 20/01/2017 | 1 | 2020/21 | 367.2 | [10 empty] | £5000 /MW | £25000 /MW | £10000 /MW | £15000 /MW | £35000 /MW | 100% | 200%
1 | EFR-RO | T-4 | Capacity Auction | 2020 | Centrica Brigg Limited |  | Roosecote EFR | Distribution | CMRS | New Build Generating CMU | Yes | Prequalified | Opt-In |  | 15 |  | Yes | Yes |  | 480490 |  | 49.9 |  |  | 48.049 |  |  |  | 48.049 |  |  | A Prospective New Build Battery Storage facility Rampside Road, Roosecote, Barrow in Furness, Cumbria, LA130PQ SD 222 684 | N/A |  |  |  | No | No | Yes | Metering Option (a) | No | [9 empty] | No | Yes | 15 |  | Yes | 15 | CAN-2020-EFR-RO-001 | Centrica Brigg Limited | EFR-ROOS | 20/01/2017 | 15 | 2020/21 2021/22 2022/23 2023/24 2024/25 2025/26 2026/27 2027/28 2028/29 2029/30 2030/31 2031/32 2032/33 2033/34 2034/35 | 48.049 | Yes | 20/04/2018 | Yes | 01/04/2019 | Yes | 01/10/2021 |  |  |  |  | £5000 /MW | £25000 /MW | £10000 /MW | £15000 /MW | £35000 /MW | 100% | 200%
2 | EGGBGH | T-4 | Capacity Auction | 2020 | Eggborough Power Limited |  | Eggborough Power Station | Transmission | CMRS | Existing Generating CMU |  |  | Opt-Out | Operational throughout the relevant Delivery Year | [14 empty] | 1820.105 |  |  | Eggborough Power Station is an existing coal-fired power station located at Eggborough, 9km south of the town of Selby in Yorkshire. The power station consists of four coal-fired generating units and was originally commissioned in 1967. Eggborough Power Station, Goole, East Yorkshire, DN14 0BS SE577243 | 4022 |  |  |  | No |  |  | Metering Option (a) | No | [9 empty] | #N/A
X | EGGBGH-Component |  |  |  | Eggborough Power Limited | [26 empty] | Eggborough Power Station is an existing coal-fired power station located at Eggborough, 9km south of the town of Selby in Yorkshire. The power station consists of four coal-fired generating units and was originally commissioned in 1967. Eggborough Power Station, Goole, East Yorkshire, DN14 0BS SE577243
X | EGGBGH-Component |  |  |  | Eggborough Power Limited | [26 empty] | Eggborough Power Station is an existing coal-fired power station located at Eggborough, 9km south of the town of Selby in Yorkshire. The power station consists of four coal-fired generating units and was originally commissioned in 1967. Eggborough Power Station, Goole, East Yorkshire, DN14 0BS SE577243
X | EGGBGH-Component |  |  |  | Eggborough Power Limited | [26 empty] | Eggborough Power Station is an existing coal-fired power station located at Eggborough, 9km south of the town of Selby in Yorkshire. The power station consists of four coal-fired generating units and was originally commissioned in 1967. Eggborough Power Station, Goole, East Yorkshire, DN14 0BS SE577243
1 | EGGEFR | T-4 | Capacity Auction | 2020 | EGG 1 LIMITED |  | EGG 1 Plant no.1 | Distribution | Non CMRS | New Build Generating CMU | Yes | Not Prequalified | Opt-In |  | 15 |  | Yes | Yes |  | 0 |  | 10 |  |  | 9.629 |  |  |  | 9.629 |  |  | 20 x Younicos 500kW Cube Battery Storage Units 35 minutes storage 6 x 2 MVA 400/11kV transformers Switch gear Auxillary supply - 11kV/415v 0.25MVA transformer with diesel back-up and UPS Site WPD 33kV with 30MVA 11/33kV main transformer Ernesettle Road Plymouth PL5 2TT SX446601 | 220004233701 |  |  |  | Yes | [13 empty] | Deferred
2 | EK3005 | T-4 | Capacity Auction | 2020 | Dockside Power Limited |  | Dockside A | Distribution | CMRS | New Build Generating CMU |  | Prequalified | Opt-In |  | 15 |  | Yes |  |  | 0 |  | 19.331 |  |  | 18.204 |  |  |  | 18.204 |  |  | Gas Fired Reciprocating engines Dockside Rd, Middlesbrough, TS3 8AT NZ519207 | N/A |  |  |  | Yes | [13 empty] | Deferred | Yes | 15 |  | No | N/A
1 | elms11 | T-4 | Capacity Auction | 2020 | AGR Peak Power LTD |  | Elms Power 1 | Distribution | Non CMRS | New Build Generating CMU |  | Prequalified | Opt-In |  | 15 |  | Yes | Yes |  | 0 |  | 5 |  |  | 4.709 |  |  |  | 4.709 |  |  | 5 MW power plant comprising a series of gas reciprocating engines Unit 1a Edison Road, Elm Farm Industrial Estate, Bedford, MK41 0LF TL082509 | N/A |  |  |  | Yes | [13 empty] | Deferred | Yes | 15 |  | No | N/A
2 | ELPPL1 | T-4 | Capacity Auction | 2020 | East London Peak Power Limited |  | EAST LONDON PEAK POWER LIMITED | Distribution | Non CMRS | New Build Generating CMU |  | Not Prequalified | Opt-In |  | 15 |  | Yes | Yes |  | 0 | Yes | 10 |  |  | 9.417 |  |  |  | 9.417 |  |  | A new build diesel and/or gas fuelled generating station consisting of 10 generator units of 1 MW each Plot 7a, London Sustainable Industries Park, Halyard Street (formerly Rob Pascoe Way), Off Choats Road, ​Dagenham, Essex RM9 6LF TQ 482 824 | N/A |  |  |  | Yes | [13 empty] | Deferred
1 | EM5-T4 | T-4 | Capacity Auction | 2020 | Esso Petroleum Company Limited |  | EPCo Fawley CMU | Distribution | CMRS | Existing Generating CMU |  | Prequalified | Opt-In |  | 1 |  |  |  |  | 0 |  | 138.156 |  |  | 124.34 |  |  |  | 124.34 |  |  | The CMU is a Gas Turbine Combined Heat & Power Unit connected to the Local Distribution Network at 132kV at their Fawley North Sub-Station The CMU is located within the physical boundaries of Esso Petroleum Company Linited's Oil Refinery at; Esso Refinery - Fawley - Southampton - Hampshire - SO45 1TX SU 439 039 | MSID7081 |  |  |  | No | Yes | Yes |  | Yes | [9 empty] | Yes | N/A |  |  | Yes | 1 | CAN-2020-EM5-T4-001 | Esso Petroleum Company Limited | E_FAWN-1 | 20/01/2017 | 1 | 2020/21 | 124.34 | [10 empty] | £5000 /MW | £25000 /MW | £10000 /MW | £15000 /MW | £35000 /MW | 100% | 200%
2 | EN3031 | T-4 | Capacity Auction | 2020 | Trafalgar Park Power Limited |  | Westoning Rd B | Distribution | CMRS | New Build Generating CMU |  | Not Prequalified | Opt-In |  | 15 |  | Yes |  |  | 0 | Yes | 21.179 |  |  | 19.944 |  |  |  | 19.944 |  |  | gas fired reciprocating engines Greenfield Road, Bedford MK45 5JD TL036328 | N/A |  |  |  | Yes | [13 empty] | Deferred
1 | END001 | T-4 | Capacity Auction | 2020 | Endeco Technologies Limited |  | Endeco Technologies CMU1 | Distribution | Non CMRS | Unproven DSR CMU |  | Prequalified | Opt-In |  | 1 | Yes |  |  |  | 173760 |  | 40 |  |  | 34.752 |  |  |  | 34.752 |  |  | Aggregated Automated Demand Loan Response To be Determined 0 | N/a |  |  |  | Yes | [13 empty] | Deferred | Yes |  |  | Yes | 1 | CAN-2020-END001-001 | Endeco Technologies Limited | END001.1 | 20/01/2017 | 1 | 2020/21 | 34.752 | [8 empty] | Yes | 31/08/2020 | £5000 /MW | £25000 /MW | £10000 /MW | £15000 /MW | £35000 /MW | 100% | 200%
2 | END002 | T-4 | Capacity Auction | 2020 | Endeco Technologies Limited |  | Endeco Technologies CMU1 | Distribution | Non CMRS | Unproven DSR CMU |  | Prequalified | Opt-In |  | 1 | Yes |  |  |  | 173760 |  | 40 |  |  | 34.752 |  |  |  | 34.752 |  |  | Aggregated Automated Demand Loan Response To be Determined 0 | N/a |  |  |  | Yes | [13 empty] | Deferred | Yes |  |  | Yes | 1 | CAN-2020-END002-001 | Endeco Technologies Limited | END002.1 | 20/01/2017 | 1 | 2020/21 | 34.752 | [8 empty] | Yes | 31/08/2020 | £5000 /MW | £25000 /MW | £10000 /MW | £15000 /MW | £35000 /MW | 100% | 200%
1 | ERRO01 | T-4 | Capacity Auction | 2020 | SSE Generation Ltd. | Ann Gray | Errochty 1 | Transmission | CMRS | Existing Generating CMU |  | Prequalified | Opt-In |  | 1 |  |  |  |  | 0 |  | 25.231 |  |  | 21.739 |  |  |  | 21.739 |  |  | Generating Unit 1 Errochty Power Station, Tummel Bridge, by Pitlochry, Perthshire, PH16 5DF NN772593 | 8663 |  |  |  | No |  |  | Metering Option (a) | No | [9 empty] | No | N/A |  |  | Yes | 1 | CAN-2020-ERRO01-001 | SSE Generation Ltd. | T_ERRO-1 | 20/01/2017 | 1 | 2020/21 | 21.739 | [10 empty] | £5000 /MW | £25000 /MW | £10000 /MW | £15000 /MW | £35000 /MW | 100% | 200%
2 | ERRO02 | T-4 | Capacity Auction | 2020 | SSE Generation Ltd. | Ann Gray | Errochty 2 | Transmission | CMRS | Existing Generating CMU |  | Prequalified | Opt-In |  | 1 |  |  |  |  | 0 |  | 25.303 |  |  | 21.801 |  |  |  | 21.801 |  |  | Generating Unit 2 Errochty Power Station, Tummel Bridge, by Pitlochry, Perthshire, PH16 5DF NN772593 | 8663 |  |  |  | No |  |  | Metering Option (a) | No | [9 empty] | No | N/A |  |  | Yes | 1 | CAN-2020-ERRO02-001 | SSE Generation Ltd. | T_ERRO-2 | 20/01/2017 | 1 | 2020/21 | 21.801 | [10 empty] | £5000 /MW | £25000 /MW | £10000 /MW | £15000 /MW | £35000 /MW | 100% | 200%
1 | ERRO03 | T-4 | Capacity Auction | 2020 | SSE Generation Ltd. | Ann Gray | Errochty 3 | Transmission | CMRS | Existing Generating CMU |  | Prequalified | Opt-In |  | 1 |  |  |  |  | 0 |  | 25.307 |  |  | 21.805 |  |  |  | 21.805 |  |  | Generating Unit 3 Errochty Power Station, Tummel Bridge, by Pitlochry, Perthshire, PH16 5DF NN772593 | 8663 |  |  |  | No |  |  | Metering Option (a) | No | [9 empty] | No | N/A |  |  | Yes | 1 | CAN-2020-ERRO03-001 | SSE Generation Ltd. | T_ERRO-3 | 20/01/2017 | 1 | 2020/21 | 21.805 | [10 empty] | £5000 /MW | £25000 /MW | £10000 /MW | £15000 /MW | £35000 /MW | 100% | 200%
2 | ETCHLS | T-4 | Capacity Auction | 2020 | CHALGROVE STORE LIMITED |  | Chalgrove 1 | Distribution | Non CMRS | New Build Generating CMU |  | Not Prequalified | Opt-In |  | 15 |  | Yes | Yes |  | 0 | Yes | 17 |  |  | 16.009 |  |  |  | 16.009 |  |  | Gas and/or Diesel Reciprocating Engines Easington, Watlington, Oxford OX49 5AZ SU 650 966 | N / A |  |  |  | Yes | [13 empty] | Deferred
1 | ETEGGS | T-4 | Capacity Auction | 2020 | EGGINGTON SOLAR LIMITED |  | Eggington | Distribution | Non CMRS | New Build Generating CMU |  | Not Prequalified | Opt-In |  | 15 |  | Yes | Yes |  | 0 | Yes | 4.5 |  |  | 4.238 |  |  |  | 4.238 |  |  | Gas Reciprocating Engines on a site that was originally going to be part of a solar development that was never built Burton Road, Wilington, Derbyshire DE65 6BW SK 285 289 | N / A |  |  |  | Yes | [13 empty] | Deferred
2 | ETLOUS | T-4 | Capacity Auction | 2020 | LOUGHBOROUGH ENERGY LIMITED |  | Loughbrough | Distribution | Non CMRS | New Build Generating CMU |  | Not Prequalified | Opt-In |  | 15 |  | Yes |  |  | 0 | Yes | 19.9 |  |  | 18.74 |  |  |  | 18.74 |  |  | Gas Reciprocating Engines Astra Zeneca Site, Building 26, North of Summerpool Road, Loughborough, LE11 5RD SK 528 215 | N / A |  |  |  | Yes | [13 empty] | Deferred
1 | EWIC15 | T-4 | Capacity Auction | 2020 | EirGrid Interconnector Limited |  | EWIC | Transmission | CMRS | Existing Interconnector CMU |  | Prequalified | Opt-In |  | 1 |  |  |  |  | 0 |  | 505 |  |  | 131.3 |  |  |  | 131.3 |  |  | The East West Interconnector (EWIC) is a 400kV HVDC link between Deeside in Wales and Woodland in Ireland. SJ283705 | 7262 | [17 empty] | No | N/A |  |  | Yes | 1 | CAN-2020-EWIC15-001 | EirGrid Interconnector Limited | I_IEG-EWIC1 | 20/01/2017 | 1 | 2020/21 | 131.3 | [8 empty] | Yes |  | £5000 /MW | £25000 /MW | £10000 /MW | £15000 /MW | £35000 /MW | 100% | 200%
2 | EXC_04 | T-4 | Capacity Auction | 2020 | Limejump Ltd. |  | EXC_04 | Distribution | Non CMRS | Existing Generating CMU |  | Prequalified | Opt-In |  | 1 |  |  |  |  | 0 |  | 8.288 |  |  | 7.459 |  |  |  | 7.459 |  |  | 1 x 3.5MW natural gas fired turbine + 1 x 4.8MW natural gas fired turbine Smurfit Kappa SSK, Mount Street, Nechells, Birmingham, B7 5RE SP 096 889 | S00845651 14 |  |  |  | No | No | No | Metering Option (b) | No | No |  |  |  | No | Due to be commissioned in the next couple of months i.e. March/April | VT/CT 0.25% to +-0.05%, Power (KW) 0.5% | No | The meter is not yet installed | Yes | N/A |  |  | Yes | 1 | CAN-2020-EXC_04-001 | Limejump Ltd. | 37 | 20/01/2017 | 1 | 2020/21 | 7.459 | [10 empty] | £5000 /MW | £25000 /MW | £10000 /MW | £15000 /MW | £35000 /MW | 100% | 200%
1 | EXC_05 | T-4 | Capacity Auction | 2020 | Limejump Ltd. |  | EXC_05 | Distribution | Non CMRS | Existing Generating CMU |  | Prequalified | Opt-In |  | 1 |  |  |  |  | 0 |  | 14.668 |  |  | 13.201 |  |  |  | 13.239 |  |  | 2*7.5MW Gas Turbines Cowie, Stirling, FK7 7BQ NS 836 889 | 1800035325436 |  |  |  | No | Yes | No | Metering Option (b) | No | No |  |  |  | No | Not installed yet | VT/CT 0.25% to +-0.05%, Power (KW) 0.5% | No | Not installed yet | Yes | N/A |  |  | Yes | 1 | CAN-2020-EXC_05-001 | Limejump Ltd. | 38 | 20/01/2017 | 1 | 2020/21 | 13.201 | [10 empty] | £5000 /MW | £25000 /MW | £10000 /MW | £15000 /MW | £35000 /MW | 100% | 200%
2 | EXEerf | T-4 | Capacity Auction | 2020 | Viridor Waste Management Limited |  | Exeter ERF | Distribution | Non CMRS | Existing Generating CMU |  | Prequalified | Opt-In |  | 1 |  |  |  |  | 0 |  | 3.528 |  |  | 3.067 |  |  |  | 3.407 |  |  | Energy from Waste Facility which exports at between 3MW and 3.5MW subject to calorific value of waste and biogenic content. Grace Road South, Exeter, EX2 8QE SX926905 | 2200042259527 |  |  |  | No | No | Yes | Metering Option (a) | No | [9 empty] | No | N/A |  |  | Yes | 1 | CAN-2020-EXEerf-001 | Viridor Waste Management Limited | EXEerf | 20/01/2017 | 1 | 2020/21 | 3.067 | [10 empty] | £5000 /MW | £25000 /MW | £10000 /MW | £15000 /MW | £35000 /MW | 100% | 200%
1 | EXETRa | T-4 | Capacity Auction | 2020 | Rolls-Royce Power Development Limited |  | Exeter Power | Distribution | Non CMRS | Existing Generating CMU |  | Prequalified | Opt-In |  | 1 |  |  |  |  | 0 |  | 48.009 |  |  | 45.21 |  |  |  | 47.085 |  |  | The auxiliary load is minimal (1MW) and have been removed from the metering assessment when calculating the maximum generating output Marsh Green Idustrial Park, Marsh Barton Trading Estate, Exeter, Devon, EX2 8NY SX924907 | 2200032024222 |  |  |  | No | No | Yes | Metering Option (a) | No |  |  | No | [6 empty] | No | N/A |  |  | Yes | 1 | CAN-2020-EXETRa-001 | Rolls-Royce Power Development Limited | Turbine_1 | 20/01/2017 | 1 | 2020/21 | 45.21 | [10 empty] | £5000 /MW | £25000 /MW | £10000 /MW | £15000 /MW | £35000 /MW | 100% | 200%
2 | FARB02 | T-4 | Capacity Auction | 2020 | Farnborough Power Limited |  | Farnborough Power | Distribution | Non CMRS | New Build Generating CMU |  | Not Prequalified | Opt-In |  | 15 |  | Yes | Yes |  | 0 | Yes | 16 |  |  | 15.067 |  |  |  | 15.067 |  |  | 16 MW power plant comprising 8 x 2MW gas reciprocating engines. Power plant will be connected to the local distribution network and local gas network. Cody Technology Park, Ively Road, Farnborough, Hampshire, GU14 0LX SU 484 154 | N/A |  |  |  | Yes | [13 empty] | Deferred
1 | FASN01 | T-4 | Capacity Auction | 2020 | SSE Generation Ltd. |  | Fasnakyle 1 | Transmission | CMRS | Refurbishing Generating CMU |  | Prequalified | Opt-In |  | 15 |  |  |  |  | 0 |  | 23 |  |  |  | 19.817 | 19.817 | Opt-In |  | 19.8168 | 19.8168 | Post-refurbishment generating unit 1 Fasnaykyle Power Station, Cannich, Inverness-shire, IV4 7NB NH318295 | 8654 |  |  |  | No |  |  |  | Yes | [9 empty] | No | Yes | 15 | Pre & Post Refurbishing | Yes | 1 | CAN-2020-FASN01-001 | SSE Generation Ltd. | T_FASN-1 T_FASN-1 | 20/01/2017 | 1 | 2020/21 | 19.817 |  |  |  |  | Yes | 01/10/2020 |  |  |  |  | £5000 /MW | £25000 /MW | £10000 /MW | £15000 /MW | £35000 /MW | 100% | 200%
X | FASN01-Component |  |  |  | SSE Generation Ltd. | [26 empty] | Pre-refurbishment generating Unit 1
2 | FASN02 | T-4 | Capacity Auction | 2020 | SSE Generation Ltd. |  | Fasnakyle 2 | Transmission | CMRS | Refurbishing Generating CMU |  | Prequalified | Opt-In |  | 15 |  |  |  |  | 0 |  | 23 |  |  |  | 19.817 | 19.817 | Opt-In |  | 19.8168 | 19.8168 | Post-refurbishment generating unit 2 Fasnaykyle Power Station, Cannich, Inverness-shire, IV4 7NB NH318295 | 8654 |  |  |  | No |  |  |  | Yes | [9 empty] | No | Yes | 15 | Pre & Post Refurbishing | Yes | 1 | CAN-2020-FASN02-001 | SSE Generation Ltd. | T_FASN-2 T_FASN-2 | 20/01/2017 | 1 | 2020/21 | 19.817 |  |  |  |  | Yes | 01/10/2020 |  |  |  |  | £5000 /MW | £25000 /MW | £10000 /MW | £15000 /MW | £35000 /MW | 100% | 200%
X | FASN02-Component |  |  |  | SSE Generation Ltd. | [26 empty] | Pre-refurbishment generating unit 2
1 | FASN03 | T-4 | Capacity Auction | 2020 | SSE Generation Ltd. |  | Fasnakyle 3 | Distribution | CMRS | Refurbishing Generating CMU |  | Prequalified | Opt-In |  | 15 |  |  |  |  | 0 |  | 23 |  |  |  | 19.817 | 19.817 | Opt-In |  | 19.8168 | 19.8168 | Post-refurbishment generating unit 3 Fasnaykyle Power Station, Cannich, Inverness-shire, IV4 7NB NH318295 | 8654 |  |  |  | No | No | Yes |  | Yes | [9 empty] | No | Yes | 15 | Pre & Post Refurbishing | Yes | 1 | CAN-2020-FASN03-001 | SSE Generation Ltd. | E_FASN-3 E_FASN-3 | 20/01/2017 | 1 | 2020/21 | 19.817 |  |  |  |  | Yes | 01/10/2020 |  |  |  |  | £5000 /MW | £25000 /MW | £10000 /MW | £15000 /MW | £35000 /MW | 100% | 200%
X | FASN03-Component |  |  |  | SSE Generation Ltd. | [26 empty] | Pre-refurbishment generating unit 3
2 | FAWL-1 | T-4 | Capacity Auction | 2020 | Reliance Energy Limited |  | Fawley | Distribution | Non CMRS | New Build Generating CMU |  | Rejected | Opt-In |  | 0 |  |  |  |  | 0 |  | 0 |  |  | 0 |  |  |  | 18.834 |  |  | CMU Component is 500kVA reciprocating diesel engine. Land at Fawley , Northern Access Road, Southampton, SO45 1BD SU 46833 02688 | N/A |  |  |  | Yes | [13 empty] | Deferred
1 | FAWL-2 | T-4 | Capacity Auction | 2020 | Reliance Energy Limited |  | Fawley | Distribution | Non CMRS | New Build Generating CMU |  | Rejected | Opt-In |  | 0 |  |  |  |  | 0 |  | 0 |  |  | 0 |  |  |  | 18.834 |  |  | CMU Component is 500kVA reciprocating diesel engine. Land at Fawley , Northern Access Road, Southampton, SO45 1BD SU 46833 02688 | N/A |  |  |  | Yes | [13 empty] | Deferred
2 | FAWL-3 | T-4 | Capacity Auction | 2020 | Reliance Energy Limited |  | Fawley | Distribution | Non CMRS | New Build Generating CMU |  | Rejected | Opt-In |  | 0 |  |  |  |  | 0 |  | 0 |  |  | 0 |  |  |  | 18.834 |  |  | CMU Component is 500kVA reciprocating diesel engine. Land at Fawley , Northern Access Road, Southampton, SO45 1BD SU 46833 02688 | N/A |  |  |  | Yes | [13 empty] | Deferred
1 | FAWL-4 | T-4 | Capacity Auction | 2020 | Reliance Energy Limited |  | Fawley | Distribution | Non CMRS | New Build Generating CMU |  | Rejected | Opt-In |  | 0 |  |  |  |  | 0 |  | 0 |  |  | 0 |  |  |  | 18.834 |  |  | CMU Component is 500kVA reciprocating diesel engine. Land at Fawley , Northern Access Road, Southampton, SO45 1BD SU 46833 02688 | N/A |  |  |  | Yes | [13 empty] | Deferred
2 | FEAT02 | T-4 | Capacity Auction | 2020 | Peak Power Connections Limited |  | FEAT02 | Distribution | Non CMRS | New Build Generating CMU |  | Not Prequalified | Opt-In |  | 15 |  | Yes | Yes |  | 0 | Yes | 20.28 |  |  | 19.098 |  |  |  | 19.098 |  |  | Diesel and/or gas reciprocating engines. Cat and Kittens Lane, Featherstone, Wolverhampton, WV10 7JD SJ 924 046 | N/A |  |  |  | Yes | [13 empty] | Deferred
1 | FEAT03 | T-4 | Capacity Auction | 2020 | NG CM 2017 Limited |  | FEAT03 | Distribution | Non CMRS | New Build Generating CMU |  | Rejected | Opt-In |  | 0 |  |  |  |  | 0 |  | 0 |  |  | 0 |  |  |  | 19.098 |  |  | Diesel and/or gas reciprocating engines. Cat and Kittens Lane, Featherstone, Wolverhampton, WV10 7JD SJ 925 046 | N/A |  |  |  | Yes | [13 empty] | Deferred
2 | FEEDRD | T-4 | Capacity Auction | 2020 | Portman Power Limited |  | Feeder Road | Distribution | Non CMRS | New Build Generating CMU |  | Not Prequalified | Opt-In |  | 15 |  | Yes | Yes |  | 0 | Yes | 20 |  |  | 18.834 |  |  |  | 18.834 |  |  | CMU Component is 500kVA reciprocating diesel engine. Portman Power, Feeder Road, Bristol, BS2 0TQ ST 608 722 | N/A |  |  |  | Yes | [13 empty] | Deferred
1 | FERR03 | T-4 | Capacity Auction | 2020 | Keadby Generation Limited |  | Ferrybridge 3+ | Transmission | CMRS | Existing Generating CMU |  |  | Opt-Out | Closed down, decommissioned or otherwise non-operational by the start of the relevant Delivery Year | [14 empty] | 457.926 |  |  | Unit 3 Ferrybridge Power Station, Stranglands Lane, Knottingley, West Yorkshire, WF11 8SQ SE474248 | 5012 |  |  |  | No |  |  |  | No | [9 empty] | #N/A
X | FERR03-Component |  |  |  | Keadby Generation Limited | [26 empty] | GT5 Ferrybridge Power Station, Stranglands Lane, Knottingley, West Yorkshire, WF11 8SQ SE474249
X | FERR03-Component |  |  |  | Keadby Generation Limited | [26 empty] | GT8 Ferrybridge Power Station, Stranglands Lane, Knottingley, West Yorkshire, WF11 8SQ SE474248
2 | FERR04 | T-4 | Capacity Auction | 2020 | Keadby Generation Limited |  | Ferrybridge 4 | Transmission | CMRS | Existing Generating CMU |  |  | Opt-Out | Closed down, decommissioned or otherwise non-operational by the start of the relevant Delivery Year | [14 empty] | 425.908 |  |  | Unit 4 Ferrybridge Power Station, Stranglands Lane, Knottingley, West Yorkshire, WF11 8SQ SE474248 | 5012 |  |  |  | No |  |  |  | No | [9 empty] | #N/A
1 | FFES_3 | T-4 | Capacity Auction | 2020 | First Hydro Company |  | Ffestiniog Unit 3 | Transmission | CMRS | Existing Generating CMU | Yes | Prequalified | Opt-In |  | 1 |  |  |  |  | 0 |  | 90 |  |  | 86.661 |  |  |  | 86.661 |  |  | BM Unit T_FFES-3 at Ffestiniog Power Station (Pumped Storage). Ffestiniog Power Station, Tanygrisiau, Blaenau Ffestiniog, LL41 3TP SH679444 | 7014 |  |  |  | No |  |  |  | No | [9 empty] | No | N/A |  |  | Yes | 1 | CAN-2020-FFES_3-001 | First Hydro Company | T_FFES-3 | 20/01/2017 | 1 | 2020/21 | 86.661 | [10 empty] | £5000 /MW | £25000 /MW | £10000 /MW | £15000 /MW | £35000 /MW | 100% | 200%
2 | FFES_4 | T-4 | Capacity Auction | 2020 | First Hydro Company |  | Ffestiniog Unit 4 | Transmission | CMRS | Existing Generating CMU | Yes | Prequalified | Opt-In |  | 1 |  |  |  |  | 0 |  | 90 |  |  | 86.661 |  |  |  | 86.661 |  |  | BM Unit T_FFES-4 at Ffestiniog Power Station (Pumped Storage). Ffestiniog Power Station, Tanygrisiau, Blaenau Ffestiniog, LL41 3TP SH679444 | 7014 |  |  |  | No |  |  |  | No | [9 empty] | No | N/A |  |  | Yes | 1 | CAN-2020-FFES_4-001 | First Hydro Company | T_FFES-4 | 20/01/2017 | 1 | 2020/21 | 86.661 | [10 empty] | £5000 /MW | £25000 /MW | £10000 /MW | £15000 /MW | £35000 /MW | 100% | 200%
1 | FFES1R | T-4 | Capacity Auction | 2020 | First Hydro Company |  | Ffestiniog Unit 1 | Transmission | CMRS | Refurbishing Generating CMU | Yes | Prequalified | Opt-In |  | 15 |  |  |  |  | 0 |  | 90 |  |  |  | 86.661 | 86.661 | Opt-In |  | 86.661 | 86.661 | BM Unit T_FFES-1 at Ffestiniog Power Station (Pumped Storage). Ffestiniog Power Station, Tanygrisiau, Blaenau Ffestiniog, LL41 3TP SH679444 | 7013 |  |  |  | No |  |  |  | No | [9 empty] | No | Yes | 15 | Pre & Post Refurbishing | Yes | 15 | CAN-2020-FFES1R-001 | First Hydro Company | T_FFES-1 T_FFES-1 | 20/01/2017 | 15 | 2020/21 2021/22 2022/23 2023/24 2024/25 2025/26 2026/27 2027/28 2028/29 2029/30 2030/31 2031/32 2032/33 2033/34 2034/35 | 86.661 |  |  |  |  | Yes | 01/10/2020 |  |  |  |  | £5000 /MW | £25000 /MW | £10000 /MW | £15000 /MW | £35000 /MW | 100% | 200%
X | FFES1R-Component |  |  |  | First Hydro Company | [26 empty] | Ffestiniog Power Station, Tanygrisiau, Blaenau Ffestiniog, LL41 3TP
2 | FFES2R | T-4 | Capacity Auction | 2020 | First Hydro Company |  | Ffestiniog Unit 2 | Transmission | CMRS | Refurbishing Generating CMU | Yes | Prequalified | Opt-In |  | 15 |  |  |  |  | 0 |  | 90 |  |  |  | 86.661 | 86.661 | Opt-In |  | 86.661 | 86.661 | BM Unit T_FFES-2 at Ffestiniog Power Station (Pumped Storage). Ffestiniog Power Station, Tanygrisiau, Blaenau Ffestiniog, LL41 3TP SH679444 | 7013 |  |  |  | No |  |  |  | No | [9 empty] | No | Yes | 15 | Pre & Post Refurbishing | Yes | 15 | CAN-2020-FFES2R-001 | First Hydro Company | T_FFES-2 T_FFES-2 | 20/01/2017 | 15 | 2020/21 2021/22 2022/23 2023/24 2024/25 2025/26 2026/27 2027/28 2028/29 2029/30 2030/31 2031/32 2032/33 2033/34 2034/35 | 86.661 |  |  |  |  | Yes | 01/10/2020 |  |  |  |  | £5000 /MW | £25000 /MW | £10000 /MW | £15000 /MW | £35000 /MW | 100% | 200%
X | FFES2R-Component |  |  |  | First Hydro Company | [26 empty] | Ffestiniog Power Station, Tanygrisiau, Blaenau Ffestiniog, LL41 3TP
1 | FID02G | T-4 | Capacity Auction | 2020 | Keadby Generation Limited | Ann Gray | Fiddler's Ferry GT2 | Transmission | CMRS | Existing Generating CMU |  | Prequalified | Opt-In |  | 1 |  |  |  |  | 0 |  | 17 |  |  | 16.009 |  |  |  | #N/A |  |  | GT2 Fiddler's Ferry Power Station, Widnes Road, Cuerdley, Warrington, WA5 2UT SJ542863 | 5008 |  |  |  | No |  |  |  | No | [9 empty] | No | N/A |  |  | No | N/A
2 | FID03G | T-4 | Capacity Auction | 2020 | Keadby Generation Limited | Ann Gray | Fiddler's Ferry GT3 | Transmission | CMRS | Existing Generating CMU |  | Prequalified | Opt-In |  | 1 |  |  |  |  | 0 |  | 17 |  |  | 16.009 |  |  |  | #N/A |  |  | GT3 Fiddler's Ferry Power Station, Widnes Road, Cuerdley, Warrington, WA5 2UT SJ542863 | 5009 |  |  |  | No |  |  |  | No | [9 empty] | No | N/A |  |  | No | N/A
1 | FID120 | T-4 | Capacity Auction | 2020 | Keadby Generation Limited | Ann Gray | Fiddler's Ferry 1 | Transmission | CMRS | Existing Generating CMU |  | Prequalified | Opt-In |  | 1 |  |  |  |  | 0 |  | 487.187 |  |  | 423.463 |  |  |  | 423.463 |  |  | Generating Unit 1 Fiddler's Ferry Power Station, Widnes Road, Cuerdley, Warrington, WA5 2UT SJ542863 | 5008 |  |  |  | No |  |  |  | No | [9 empty] | No | N/A |  |  | No | N/A
2 | FIDL02 | T-4 | Capacity Auction | 2020 | Keadby Generation Limited | Ann Gray | Fiddler's Ferry 2 | Transmission | CMRS | Existing Generating CMU |  | Prequalified | Opt-In |  | 1 |  |  |  |  | 0 |  | 486.173 |  |  | 422.582 |  |  |  | 422.582 |  |  | Generating Unit 2 Fiddler's Ferry Power Station, Widnes Road, Cuerdley, Warrington, WA5 2UT SJ542863 | 5008 |  |  |  | No |  |  |  | No | [9 empty] | No | N/A |  |  | No | N/A
1 | FIDL03 | T-4 | Capacity Auction | 2020 | Keadby Generation Limited | Ann Gray | Fiddler's Ferry 3 | Transmission | CMRS | Existing Generating CMU |  | Prequalified | Opt-In |  | 1 |  |  |  |  | 0 |  | 488.173 |  |  | 424.32 |  |  |  | 424.32 |  |  | Generating Unit 3 Fiddler's Ferry Power Station, Widnes Road, Cuerdley, Warrington, WA5 2UT SJ542863 | 5009 |  |  |  | No |  |  |  | No | [9 empty] | No | N/A |  |  | No | N/A
2 | FIDL04 | T-4 | Capacity Auction | 2020 | Keadby Generation Limited | Ann Gray | Fiddler's Ferry 4 | Transmission | CMRS | Existing Generating CMU |  | Prequalified | Opt-In |  | 1 |  |  |  |  | 0 |  | 498 |  |  | 432.862 |  |  |  | 432.862 |  |  | Generating Unit 4 Fiddler's Ferry Power Station, Widnes Road, Cuerdley, Warrington, WA5 2UT SJ542863 | 5009 |  |  |  | No |  |  |  | No | [9 empty] | No | N/A |  |  | No | N/A
1 | finwy1 | T-4 | Capacity Auction | 2020 | Distributed Generators Limited |  | Finway Power 1 | Distribution | Non CMRS | New Build Generating CMU |  | Prequalified | Opt-In |  | 15 |  | Yes | Yes |  | 0 |  | 5 |  |  | 4.709 |  |  |  | 4.709 |  |  | 5 MW power plant comprising a series of gas reciprocating engines Unit 4a, Finway Road, Hemel Hempstead, Hertfordshire, HP2 7PT TL076092 | N/A |  |  |  | Yes | [13 empty] | Deferred
2 | FL3006 | T-4 | Capacity Auction | 2020 | Dockside Power Limited |  | Dockside B | Distribution | CMRS | New Build Generating CMU |  | Prequalified | Opt-In |  | 15 |  | Yes |  |  | 0 |  | 20.669 |  |  | 19.464 |  |  |  | 19.464 |  |  | Gas Fired Reciprocating engines Dockside Rd, Middlesbrough, TS3 8AT NZ519207 | N/A |  |  |  | Yes | [13 empty] | Deferred | Yes | 15 |  | No | N/A
1 | FLIN02 | T-4 | Capacity Auction | 2020 | Flint Power Limited |  | Flint Power | Distribution | Non CMRS | New Build Generating CMU |  | Prequalified | Opt-In |  | 15 |  | Yes | Yes |  | 0 |  | 16 |  |  | 15.067 |  |  |  | 15.067 |  |  | 16 MW power plant comprising 8 x 2MW gas reciprocating engines. Power plant will be connected to the local distribution network and local gas network. Shotton Steelworks, Deeside, Flintshire WF7 6HE SE 441 421 | N/A |  |  |  | Yes | [13 empty] | Deferred | Yes | 15 |  | No | N/A
2 | FLXT01 | T-4 | Capacity Auction | 2020 | Flexitricity Limited |  | FLEX01 | Distribution | Non CMRS | Existing Generating CMU |  | Prequalified | Opt-In |  | 1 |  |  |  |  | 0 |  | 9.053 |  |  | 8.148 |  |  |  | 8.148 |  |  | 6 CHP engines of 1.5MW each. Primary fuel type = Natural Gas High Street Waterham Kent ME13 9EJ TR 076 627 | 1900060582768 - Export Import MPANs 1900060548242 & 1900060548251. |  |  |  | No | No | Yes | Metering Option (a) | No |  |  | No | [6 empty] | No | N/A |  |  | Yes | 1 | CAN-2020-FLXT01-001 | Flexitricity Limited | 888801 | 20/01/2017 | 1 | 2020/21 | 8.148 | [10 empty] | £5000 /MW | £25000 /MW | £10000 /MW | £15000 /MW | £35000 /MW | 100% | 200%
1 | FLXT02 | T-4 | Capacity Auction | 2020 | Flexitricity Limited |  | FLEX02 | Distribution | Non CMRS | Existing Generating CMU |  | Prequalified | Opt-In |  | 1 |  |  |  |  | 0 |  | 5.535 |  |  | 4.982 |  |  |  | 4.982 |  |  | Two CHP engines of 3.0MW and 2.4MW respectively. Primary fuel type = Natural Gas Thanet Earth 2 Barrow Man Road Birchington Kent CT7 0AX TR 288 669 | 1900090417170 - Export 1900090417090 - Import MPAN |  |  |  | No | No | Yes | Metering Option (a) | No |  |  | No | [6 empty] | No | N/A |  |  | Yes | 1 | CAN-2020-FLXT02-001 | Flexitricity Limited | 888802 | 20/01/2017 | 1 | 2020/21 | 4.982 | [10 empty] | £5000 /MW | £25000 /MW | £10000 /MW | £15000 /MW | £35000 /MW | 100% | 200%
2 | FLXT03 | T-4 | Capacity Auction | 2020 | Flexitricity Limited |  | FLEX03 | Distribution | Non CMRS | Existing Generating CMU |  | Prequalified | Opt-In |  | 1 |  |  |  |  | 0 |  | 5.389 |  |  | 4.85 |  |  |  | 4.85 |  |  | Two 2.7MW CHP engines. Primary fuel type = Natural Gas Barrow Man Road Birchington Kent CT7 0AX TR 288 669 | 1900090417160 - Export 1900090417081 - Import MPAN |  |  |  | No | No | Yes | Metering Option (a) | No |  |  | No | [6 empty] | No | N/A |  |  | Yes | 1 | CAN-2020-FLXT03-001 | Flexitricity Limited | 888803 | 20/01/2017 | 1 | 2020/21 | 4.85 | [10 empty] | £5000 /MW | £25000 /MW | £10000 /MW | £15000 /MW | £35000 /MW | 100% | 200%
1 | FLXT04 | T-4 | Capacity Auction | 2020 | Flexitricity Limited |  | FLEX04 | Distribution | Non CMRS | Existing Generating CMU |  | Prequalified | Opt-In |  | 1 |  |  |  |  | 0 |  | 6.749 |  |  | 6.075 |  |  |  | 6.074 |  |  | Two 3.3 MW CHP gas engines. Primary fuel type = Natural Gas Barrow Man Road Birchington Kent CT7 0AX TR 288 669 | 1900090417198 - Export |  |  |  | No | No | Yes | Metering Option (a) | No |  |  | No | [6 empty] | No | N/A |  |  | Yes | 1 | CAN-2020-FLXT04-001 | Flexitricity Limited | 888804 | 20/01/2017 | 1 | 2020/21 | 6.075 | [10 empty] | £5000 /MW | £25000 /MW | £10000 /MW | £15000 /MW | £35000 /MW | 100% | 200%
2 | FLXT05 | T-4 | Capacity Auction | 2020 | Flexitricity Limited |  | FLEX05 | Distribution | Non CMRS | Existing Generating CMU |  | Prequalified | Opt-In |  | 1 |  |  |  |  | 0 |  | 5.958 |  |  | 5.362 |  |  |  | 5.361 |  |  | Two 3.0 MW gas CHP engines. Primary fuel type = Natural Gas 323 Avebury Boulevard, MILTON KEYNES MK9 2GA SP 850 385 | 1160001070680 - Export 1160001070671 - Import MPAN. Obsolete MPANs are 1160000660909 Export and Import: 1160000653887 |  |  |  | No | No | Yes | Metering Option (a) | No |  |  | No | [6 empty] | No | N/A |  |  | Yes | 1 | CAN-2020-FLXT05-001 | Flexitricity Limited | 888805 | 20/01/2017 | 1 | 2020/21 | 5.362 | [10 empty] | £5000 /MW | £25000 /MW | £10000 /MW | £15000 /MW | £35000 /MW | 100% | 200%
1 | FLXT06 | T-4 | Capacity Auction | 2020 | Flexitricity Limited |  | FLEX06 | Distribution | Non CMRS | Existing Generating CMU |  | Prequalified | Opt-In |  | 1 |  |  |  |  | 0 |  | 11.404 |  |  | 10.264 |  |  |  | 10.264 |  |  | Eight gas CHP; 5 x 1.5MW and 3 x 2.5MW engines. Primary fuel type = Natural Gas Ottringham Road Keyingham Hull North Humberside HU12 9RX TA 253 253 | 2300000542785 - Export 2366560312013 - Import MPAN |  |  |  | No | No | Yes | Metering Option (a) | No |  |  | No | [6 empty] | No | N/A |  |  | Yes | 1 | CAN-2020-FLXT06-001 | Flexitricity Limited | 888806 | 20/01/2017 | 1 | 2020/21 | 10.264 | [10 empty] | £5000 /MW | £25000 /MW | £10000 /MW | £15000 /MW | £35000 /MW | 100% | 200%
2 | FLXT08 | T-4 | Capacity Auction | 2020 | Flexitricity Limited |  | FLEX08 | Distribution | Non CMRS | Existing Generating CMU |  | Prequalified | Opt-In |  | 1 |  |  |  |  | 0 |  | 4.904 |  |  | 4.414 |  |  |  | 4.414 |  |  | Gas CHP engines in commercial horticultural environment with one 1.3MW engine and one 1.5MW engine plus two 0.95MW gas CHP. Primary fuel type = Natural Gas. No auxilliary load Park Lane Cottingham East Yorkshire HU16 5RX TA 041 340 | 2300000434732 - Export 2366541705018 - Import MPAN. |  |  |  | No | No | Yes | Metering Option (a) | No |  |  | No | [6 empty] | No | N/A |  |  | Yes | 1 | CAN-2020-FLXT08-001 | Flexitricity Limited | 888808 | 20/01/2017 | 1 | 2020/21 | 4.414 | [10 empty] | £5000 /MW | £25000 /MW | £10000 /MW | £15000 /MW | £35000 /MW | 100% | 200%
1 | FLXT09 | T-4 | Capacity Auction | 2020 | Flexitricity Limited |  | FLEX09 | Distribution | Non CMRS | Existing Generating CMU |  | Prequalified | Opt-In |  | 1 |  |  |  |  | 0 |  | 4.5 |  |  | 4.05 |  |  |  | 4.05 |  |  | Gas CHP engines - two 1.47MW and one 1.51MW. Primary fuel type = Natural Gas 46 Station Road Stokesley Middlesbrough TS9 4AA NZ 531 079 | 1507432349996 - Export 1570000106212 - Import MPAN |  |  |  | No | No | Yes | Metering Option (a) | No |  |  | No | [6 empty] | No | N/A |  |  | Yes | 1 | CAN-2020-FLXT09-001 | Flexitricity Limited | 888809 | 20/01/2017 | 1 | 2020/21 | 4.05 | [10 empty] | £5000 /MW | £25000 /MW | £10000 /MW | £15000 /MW | £35000 /MW | 100% | 200%
2 | FLXT10 | T-4 | Capacity Auction | 2020 | Flexitricity Limited |  | FLEX10 | Distribution | Non CMRS | Existing Generating CMU |  | Prequalified | Opt-In |  | 1 |  |  |  |  | 0 |  | 3.009 |  |  | 2.708 |  |  |  | 2.708 |  |  | Gas CHP engines 1.37MW and 1.50MW. Primary fuel type = Natural Gas Galley Hill Road Waltham Abbey Essex EN9 2AG TL 394 013 | 1023485611887 - Export 1023485611655 - Import MPAN |  |  |  | No | No | Yes | Metering Option (a) | No |  |  | No | [6 empty] | No | N/A |  |  | Yes | 1 | CAN-2020-FLXT10-001 | Flexitricity Limited | 888810 | 20/01/2017 | 1 | 2020/21 | 2.708 | [10 empty] | £5000 /MW | £25000 /MW | £10000 /MW | £15000 /MW | £35000 /MW | 100% | 200%
1 | FLXT11 | T-4 | Capacity Auction | 2020 | Flexitricity Limited |  | FLEX11 | Distribution | Non CMRS | Existing Generating CMU |  | Prequalified | Opt-In |  | 1 |  |  |  |  | 0 |  | 3.049 |  |  | 2.744 |  |  |  | 2.743 |  |  | Gas CHP engines 1.5MW and 1.48MW. Primary fuel type = Natural Gas Tower Nurseries Netherhall Road Roydon Essex CM19 5JP TL 398 081 | 1023485610730 - Export 1023485610509 - Import MPAN |  |  |  | No | No | Yes | Metering Option (a) | No |  |  | No | [6 empty] | No | N/A |  |  | Yes | 1 | CAN-2020-FLXT11-001 | Flexitricity Limited | 888811 | 20/01/2017 | 1 | 2020/21 | 2.744 | [10 empty] | £5000 /MW | £25000 /MW | £10000 /MW | £15000 /MW | £35000 /MW | 100% | 200%
2 | FLXT12 | T-4 | Capacity Auction | 2020 | Flexitricity Limited |  | FLEX12 | Distribution | Non CMRS | Existing Generating CMU |  | Prequalified | Opt-In |  | 1 |  |  |  |  | 0 |  | 2.97 |  |  | 2.673 |  |  |  | 2.673 |  |  | Two gas CHP engines 1.54MW. Primary fuel type = Natural Gas Stubbins Hall Lane Waltham Abbey Essex EN9 2EE TL 380 029 | 1023520827186 - Export 1023520826953 - Import MPAN |  |  |  | No | No | Yes | Metering Option (a) | No |  |  | No | [6 empty] | No | N/A |  |  | Yes | 1 | CAN-2020-FLXT12-001 | Flexitricity Limited | 888812 | 20/01/2017 | 1 | 2020/21 | 2.673 | [10 empty] | £5000 /MW | £25000 /MW | £10000 /MW | £15000 /MW | £35000 /MW | 100% | 200%
1 | FLXT13 | T-4 | Capacity Auction | 2020 | Flexitricity Limited |  | FLEX13 | Distribution | Non CMRS | Existing Generating CMU |  | Prequalified | Opt-In |  | 1 |  |  |  |  | 0 |  | 2.96 |  |  | 2.664 |  |  |  | 2.664 |  |  | Two gas CHP engines 1.42MW and 1.42MW. Primary fuel type = Natural Gas 17 Oaktree Road Fen Drayton Cambridge CB24 5SS TL 330 688 | 1023498051205 - Export 1023472594112 - Import MPAN |  |  |  | No | No | Yes | Metering Option (a) | No |  |  | No | [6 empty] | No | N/A |  |  | Yes | 1 | CAN-2020-FLXT13-001 | Flexitricity Limited | 888813 | 20/01/2017 | 1 | 2020/21 | 2.664 | [10 empty] | £5000 /MW | £25000 /MW | £10000 /MW | £15000 /MW | £35000 /MW | 100% | 200%
2 | FLXT14 | T-4 | Capacity Auction | 2020 | Flexitricity Limited |  | FLEX14 | Distribution | Non CMRS | Existing Generating CMU |  | Prequalified | Opt-In |  | 1 |  |  |  |  | 0 |  | 2.617 |  |  | 2.355 |  |  |  | 2.355 |  |  | Two gas CHP engines 1.52MW and 1.51MW. Primary fuel type = Natural Gas Thearn Lane Woodmansey Beverley HU17 0SA TA 069 364 | 2300000434723 - Export 2366550005010 - Import MPAN |  |  |  | No | No | Yes | Metering Option (a) | No |  |  | No | [6 empty] | Yes | N/A |  |  | Yes | 1 | CAN-2020-FLXT14-001 | Flexitricity Limited | 888814 | 20/01/2017 | 1 | 2020/21 | 2.355 | [10 empty] | £5000 /MW | £25000 /MW | £10000 /MW | £15000 /MW | £35000 /MW | 100% | 200%
1 | FLXT15 | T-4 | Capacity Auction | 2020 | Flexitricity Limited |  | FLEX15 | Distribution | Non CMRS | Existing Generating CMU |  | Prequalified | Opt-In |  | 1 |  |  |  |  | 0 |  | 7.936 |  |  | 7.473 |  |  |  | 7.473 |  |  | Three reciprocating engines each with 2.66MW capacity. Primary fuel type = Natural Gas Holditch Power Station Holditch Road Lymedale Business Park Newcastle under Lyme ST5 9JA SJ 838 482 | 1424886500000 - Export Four MPANS: 1421886500005 - Import, 1423886500009 - Import, 1424886500000 - Export, 1422886500007 - Export. |  |  |  | No | No | Yes | Metering Option (a) | No |  |  | No | [6 empty] | No | N/A |  |  | Yes | 1 | CAN-2020-FLXT15-001 | Flexitricity Limited | 888815 | 20/01/2017 | 1 | 2020/21 | 7.473 | [10 empty] | £5000 /MW | £25000 /MW | £10000 /MW | £15000 /MW | £35000 /MW | 100% | 200%
2 | FLXT16 | T-4 | Capacity Auction | 2020 | Flexitricity Limited |  | FLEX16 | Distribution | Non CMRS | Existing Generating CMU |  | Prequalified | Opt-In |  | 1 |  |  |  |  | 0 |  | 8.129 |  |  | 7.655 |  |  |  | 7.655 |  |  | Four reciprocating engines 1.7MW and one of 1.6MW capacity. Primary fuel - gasoil Knypersley Generator Unit G Forge Way Brownlees Industrial Estate Knypersley Stoke on Trent ST8 7DN SJ 879 557 | 1426886500004 - Export 1426886500002 - Import MPAN |  |  |  | No | No | Yes | Metering Option (a) | No |  |  | No | [6 empty] | No | N/A |  |  | Yes | 1 | CAN-2020-FLXT16-001 | Flexitricity Limited | 888816 | 20/01/2017 | 1 | 2020/21 | 7.655 | [10 empty] | £5000 /MW | £25000 /MW | £10000 /MW | £15000 /MW | £35000 /MW | 100% | 200%
1 | FLXT18 | T-4 | Capacity Auction | 2020 | Flexitricity Limited |  | FLEX18 | Distribution | Non CMRS | Existing Generating CMU |  | Prequalified | Opt-In |  | 1 |  |  |  |  | 0 |  | 3.375 |  |  | 3.083 |  |  |  | 3.038 |  |  | Two CHP engines, 1.94MW and 1.46MW (total 3.4MW) in a horticultural environment with no auxiliary load. Primary fuel type = Natural Gas Dunswell Road, Cottingham, Hull HU16 4JT TA 050 343 | 2300000953170 & 2300000953198 - Export MPANs. 2300000953 160 & 2300000953189 Import MPANs. |  |  |  | No | No | Yes | Metering Option (a) | No |  |  | No | [6 empty] | No | N/A |  |  | Yes | 1 | CAN-2020-FLXT18-001 | Flexitricity Limited | 888818 | 20/01/2017 | 1 | 2020/21 | 3.083 | [10 empty] | £5000 /MW | £25000 /MW | £10000 /MW | £15000 /MW | £35000 /MW | 100% | 200%
2 | FLXT19 | T-4 | Capacity Auction | 2020 | Flexitricity Limited |  | FLEX19 | Distribution | Non CMRS | Existing Generating CMU |  | Prequalified | Opt-In |  | 1 |  |  |  |  | 0 |  | 3.403 |  |  | 3.063 |  |  |  | 3.063 |  |  | One 3.34MW CHP engine in a horticultural environment with no auxiliary load. 5 Barrow Man Road, Birchington Kent CT7 0AX TR 288 669 | 1900090417203 - Export MPAN. 19000904172124 - Import MPAN |  |  |  | No | No | Yes | Metering Option (a) | No |  |  | No | [6 empty] | No | N/A |  |  | Yes | 1 | CAN-2020-FLXT19-001 | Flexitricity Limited | 888819 | 20/01/2017 | 1 | 2020/21 | 3.063 | [10 empty] | £5000 /MW | £25000 /MW | £10000 /MW | £15000 /MW | £35000 /MW | 100% | 200%
1 | FLXT20 | T-4 | Capacity Auction | 2020 | Flexitricity Limited |  | FLEX20 | Distribution | Non CMRS | Existing Generating CMU |  | Prequalified | Opt-In |  | 1 |  |  |  |  | 0 |  | 5.172 |  |  | 4.655 |  |  |  | 4.655 |  |  | Two engines of 2.7MW each and one of 1.9MW, all CHP engine in a horticultural environment with no auxilliary load. Primary fuel type = Natural Gas Main Street, Burstwick, Hull, HU12 9EA SE 854 301 | 2300000542819 |  |  |  | No | No | Yes | Metering Option (a) | No |  |  | No | [6 empty] | No | N/A |  |  | Yes | 1 | CAN-2020-FLXT20-001 | Flexitricity Limited | 888820 | 20/01/2017 | 1 | 2020/21 | 4.655 | [10 empty] | £5000 /MW | £25000 /MW | £10000 /MW | £15000 /MW | £35000 /MW | 100% | 200%
2 | FLXT21 | T-4 | Capacity Auction | 2020 | Flexitricity Limited |  | FLEX21 | Distribution | Non CMRS | Existing Generating CMU |  | Prequalified | Opt-In |  | 1 |  |  |  |  | 0 |  | 3.281 |  |  | 2.953 |  |  |  | 2.953 |  |  | Two assets 1.4MW and 1.9MW, both CHP engine in a horticultural environment with no auxiliary load. Primary fuel type = Natural Gas Main Street, Brough, East Yorkshire HU15 2PR SE 854 301 | 2300000336496 |  |  |  | No | No | Yes | Metering Option (a) | No |  |  | No | [6 empty] | No | N/A |  |  | Yes | 1 | CAN-2020-FLXT21-001 | Flexitricity Limited | 888821 | 20/01/2017 | 1 | 2020/21 | 2.953 | [10 empty] | £5000 /MW | £25000 /MW | £10000 /MW | £15000 /MW | £35000 /MW | 100% | 200%
1 | FLXT22 | T-4 | Capacity Auction | 2020 | Flexitricity Limited |  | FLEX22 | Distribution | Non CMRS | Existing Generating CMU |  | Prequalified | Opt-In |  | 1 |  |  |  |  | 0 |  | 4.188 |  |  | 3.769 |  |  |  | 1.892 |  |  | One CHP of 1.0MW. Primary fuel type = Natural Gas R&H Holt, Sandylands Nurseries, The Cross, Offenham, Evesham Worcestershire WR11 8RB SP 060 455 | 1470000277632 – Import, 1470000273451 - Export |  |  |  | No | No | Yes | Metering Option (a) | No |  |  | No | [6 empty] | No | N/A |  |  | Yes | 1 | CAN-2020-FLXT22-001 | Flexitricity Limited | 888122 888222 888322 | 20/01/2017 | 1 | 2020/21 | 3.769 | [10 empty] | £5000 /MW | £25000 /MW | £10000 /MW | £15000 /MW | £35000 /MW | 100% | 200%
X | FLXT22-Component |  |  |  | Flexitricity Limited | [26 empty] | One asset 1.935MW CHP engine in a horticultural environment with no auxiliary load. Primary fuel type = Natural Gas Buckland Gardens, Broadway, Worcestershire WR12 7LY SP 078 363
X | FLXT22-Component |  |  |  | Flexitricity Limited | [26 empty] | One asset 2.0MW CHP engine in a horticultural environment with no auxilliary load. Primary fuel type = Natural Gas Lansdale Nursery, Jacksmere Lane, Scarisbrick, Ormskirk, Lancs L40 9RT SD 373 134
2 | FLXT24 | T-4 | Capacity Auction | 2020 | Flexitricity Limited |  | FLEX24 | Distribution | Non CMRS | Existing Generating CMU |  | Prequalified | Opt-In |  | 1 |  |  |  |  | 0 |  | 3.791 |  |  | 3.413 |  |  |  | 3.413 |  |  | District heating implementation with one asset 1.013MW exporting excess capacity to distribution network. Primary fuel type = Natural Gas. Ashgrove Road West, Aberdeen AB16 5UL NJ 910 071 | 1700052862214 – Import, 1700052862223 - Export |  |  |  | No | No | Yes | Metering Option (a) | No |  |  | No | [6 empty] | No | N/A |  |  | Yes | 1 | CAN-2020-FLXT24-001 | Flexitricity Limited | 888124 888224 888324 | 20/01/2017 | 1 | 2020/21 | 3.413 | [10 empty] | £5000 /MW | £25000 /MW | £10000 /MW | £15000 /MW | £35000 /MW | 100% | 200%
X | FLXT24-Component |  |  |  | Flexitricity Limited | [26 empty] | District heating implementation with one asset 1.943MW exporting excess to distribution network. Primary fuel type = Natural Gas School Road, Aberdeen AB24 1TU NJ 945 083
X | FLXT24-Component |  |  |  | Flexitricity Limited | [26 empty] | District heating implementation with one asset 0.996MW exporting excess to distribution network, Primary fuel type = Natural Gas Montgomery Road, Aberdeen AB24 2YA NJ 929 092
1 | FLXT25 | T-4 | Capacity Auction | 2020 | Flexitricity Limited |  | FLEX25 | Distribution | Non CMRS | Existing Generating CMU |  | Prequalified | Opt-In |  | 1 |  |  |  |  | 0 |  | 17.067 |  |  | 15.36 |  |  |  | 15.359 |  |  | One 22.9MVA gas turbine in an industrial station environment, exporting excess energy to distribution network. Primary fuel type = Natural Gas Drakemyre, Dalry KA24 5JJ NS 293 505 | 1800053648240 |  |  |  | No | No | Yes | Metering Option (a) | Yes |  |  | No | [6 empty] | No | N/A |  |  | No | N/A
2 | FLXT26 | T-4 | Capacity Auction | 2020 | Flexitricity Limited |  | FLEX26 | Distribution | Non CMRS | New Build Generating CMU |  | Prequalified | Opt-In |  | 15 |  |  |  |  | 0 |  | 4 |  |  | 3.6 |  |  |  | 3.6 |  |  | 1x2MW CHP generator: natural gas reciprocating engine. Primary fuel type = natural gas Energy Centre, Quarryfield Road, Gateshead NE8 3BE NZ 259 634 | Not yet assigned - new build |  |  |  | No | Yes | No | Metering Option (b) | No | Yes | Operational power monitoring for site purposes |  |  | No | Energy Centre is under construction | Class 0.5 CTs, class 0.5 VTs, class 0.2 meters | Yes |  | Yes | Yes | 15 |  | Yes | 15 | CAN-2020-FLXT26-001 | Flexitricity Limited | 888126 888226 | 20/01/2017 | 15 | 2020/21 2021/22 2022/23 2023/24 2024/25 2025/26 2026/27 2027/28 2028/29 2029/30 2030/31 2031/32 2032/33 2033/34 2034/35 | 3.6 |  |  |  |  | Yes | 01/10/2021 |  |  |  |  | £5000 /MW | £25000 /MW | £10000 /MW | £15000 /MW | £35000 /MW | 100% | 200%
X | FLXT26-Component |  |  |  | Flexitricity Limited | [26 empty] | 1 x 2MW CHP generator; natural gas reciprocating engine; primary fuel type = natural gas Energy Centre, Quarryfield Road, Gateshead NE8 3BE NZ 259 634
1 | FLXT27 | T-4 | Capacity Auction | 2020 | Flexitricity Limited |  | FLEX27 | Distribution | Non CMRS | Existing Generating CMU |  | Prequalified | Opt-In |  | 1 |  |  |  |  | 0 |  | 7.921 |  |  | 7.129 |  |  |  | 7.128 |  |  | Three engines of 2.65MW each all CHP engine in a horticultural environment, exporting excess generation to distribution network. Primary fuel type = Natural Gas The Old Airfield, City Fields Way, Tangmere, Chichester West Sussex PO20 2FT SU 911 066 | 2000051970017 |  |  |  | No | No | Yes | Metering Option (a) | No |  |  | No | [6 empty] | No | N/A |  |  | Yes | 1 | CAN-2020-FLXT27-001 | Flexitricity Limited | 888827 | 20/01/2017 | 1 | 2020/21 | 7.129 | [10 empty] | £5000 /MW | £25000 /MW | £10000 /MW | £15000 /MW | £35000 /MW | 100% | 200%
2 | FLXT28 | T-4 | Capacity Auction | 2020 | Flexitricity Limited |  | FLEX28 | Distribution | Non CMRS | New Build Generating CMU |  | Prequalified | Opt-In |  | 15 |  | Yes |  |  | 0 |  | 7.362 |  |  | 6.626 |  |  |  | 6.626 |  |  | Two engines, one of 2.679MW and one of 2.004MW to be supporting a horticultural environment. Primary fuel type = natural gas Aldergrove Nursery, Marsh Road, Southport PR9 8DX SD 402 220 | Not yet assigned - new build |  |  |  | Yes | [13 empty] | No
X | FLXT28-Component |  |  |  | Flexitricity Limited | [26 empty] | One 2.679MW gas CHP engine in a new energy centre supporting a horticultiral environment. Primary fuel type = natural gas Melrow Nursery, Rydings Lane, Southport, Merseyside PR9 8EB SD 406 217
1 | FLXT40 | T-4 | Capacity Auction | 2020 | Flexitricity Limited |  | FLEX40 | Distribution | Non CMRS | Proven DSR CMU |  | Prequalified | Opt-In |  | 1 |  |  |  |  | 0 |  | 4 | 4 |  | 3.475 |  |  |  | 3.475 |  |  | Sixteen POSGUs (standby diesel generators). Harbour House, Marine Parade Dover Kent CT17 9BU TR 330 416 | 1900060413270 - Import, 1900060436835 - Export |  |  |  | No | No | Yes | Metering Option (a) | No |  |  | No | [6 empty] | No | Yes |  |  | Yes | 1 | CAN-2020-FLXT40-001 | Flexitricity Limited | 888840 | 20/01/2017 | 1 | 2020/21 | 3.475 | [10 empty] | £5000 /MW | £25000 /MW | £10000 /MW | £15000 /MW | £35000 /MW | 100% | 200%
2 | FLXT41 | T-4 | Capacity Auction | 2020 | Flexitricity Limited |  | FLEX41 | Distribution | Non CMRS | Proven DSR CMU |  | Prequalified | Opt-In |  | 1 |  |  |  |  | 0 |  | 5.17 | 5.17 |  | 4.492 |  |  |  | 4.492 |  |  | Four POSGUs (standby diesel generators) each having 1.4MW capacity. Gogar Station Road, Gogarburn Edinburgh EH12 1HQ NT 168 721 | 1800052915702 - Import, 1800060650448 - Export |  |  |  | No | No | Yes | Metering Option (a) | No |  |  | No | [6 empty] | No | Yes |  |  | Yes | 1 | CAN-2020-FLXT41-001 | Flexitricity Limited | 888841 | 20/01/2017 | 1 | 2020/21 | 4.492 | [10 empty] | £5000 /MW | £25000 /MW | £10000 /MW | £15000 /MW | £35000 /MW | 100% | 200%
1 | FLXT42 | T-4 | Capacity Auction | 2020 | Flexitricity Limited |  | FLEX66 | Distribution | Non CMRS | Proven DSR CMU |  | Prequalified | Opt-In |  | 1 |  |  |  |  | 0 |  | 13.82 | 13.82 |  | 12.007 |  |  |  | 12.007 |  |  | load curtailment at site Manchester Rd, Carrington, Manchester M31 4TG SJ 730 928 | 1600000132045 |  |  |  | No | No | Yes | Metering Option (a) | No |  |  | No | [6 empty] | No | Yes |  |  | Yes | 1 | CAN-2020-FLXT42-001 | Flexitricity Limited | 888842 | 20/01/2017 | 1 | 2020/21 | 12.007 | [10 empty] | £5000 /MW | £25000 /MW | £10000 /MW | £15000 /MW | £35000 /MW | 100% | 200%
2 | FLXT43 | T-4 | Capacity Auction | 2020 | Flexitricity Limited |  | FLEX67 | Distribution | Non CMRS | Proven DSR CMU |  | Prequalified | Opt-In |  | 1 |  |  |  |  | 0 |  | 13.858 | 13.858 |  | 12.04 |  |  |  | 12.04 |  |  | load curtailment at site Harrier Park, Hawksworth, Didcot, Oxfordshire, OX11 7PL SU 517 914 | 2000027366498 |  |  |  | No | No | Yes | Metering Option (a) | No |  |  | No | [6 empty] | No | Yes |  |  | Yes | 1 | CAN-2020-FLXT43-001 | Flexitricity Limited | 888843 | 20/01/2017 | 1 | 2020/21 | 12.04 | [10 empty] | £5000 /MW | £25000 /MW | £10000 /MW | £15000 /MW | £35000 /MW | 100% | 200%
1 | FLXT61 | T-4 | Capacity Auction | 2020 | Flexitricity Limited |  | FLEX61 | Distribution | Non CMRS | Proven DSR CMU |  | Prequalified | Opt-In |  | 1 |  |  |  |  | 0 |  | 2.97 | 2.97 |  | 2.581 |  |  |  | 2.58 |  |  | 2 x POSGU , each 0.8MW London Road, Redhill, Surrey RH1 1LJ TQ 280 512 | 19 0006 0110 698 and 19 0009 0724 005 |  |  |  | No | No | Yes | Metering Option (a) | No |  |  | No | [6 empty] | No | Yes |  |  | Yes | 1 | CAN-2020-FLXT61-001 | Flexitricity Limited | 888161 888261 | 20/01/2017 | 1 | 2020/21 | 2.581 | [10 empty] | £5000 /MW | £25000 /MW | £10000 /MW | £15000 /MW | £35000 /MW | 100% | 200%
X | FLXT61-Component |  |  |  | Flexitricity Limited | [26 empty] | 2 x POSGU (each 1MW) Musgrove Park Hospital, Parkfield Drive, Taunton TA1 5DA ST 214 242
2 | FLXT62 | T-4 | Capacity Auction | 2020 | Flexitricity Limited |  | FLEX62 | Distribution | Non CMRS | Proven DSR CMU |  | Prequalified | Opt-In |  | 1 |  |  |  |  | 0 |  | 3.825 | 3.825 |  | 3.323 |  |  |  | 3.323 |  |  | 2 x 0.8MW POSGU (standby generation). Bletcham Way, Fennylock, Milton Keynes, Bucks MK1 1QA SP875343 | 11 0003 9673 500 / 11 6000 1263 231 / 11 6000 1263 240 / 11 0003 9673 495 |  |  |  | No | No | Yes | Metering Option (a) | No |  |  | No | [6 empty] | No | Yes |  |  | Yes | 1 | CAN-2020-FLXT62-001 | Flexitricity Limited | 888162 888262 | 20/01/2017 | 1 | 2020/21 | 3.323 | [10 empty] | £5000 /MW | £25000 /MW | £10000 /MW | £15000 /MW | £35000 /MW | 100% | 200%
X | FLXT62-Component |  |  |  | Flexitricity Limited | [26 empty] | 3 x 1.6MW POSGU (standby generation) Winkhurst Green, Ide Hill, Sevenoaks, TN14 6LD TQ495494
1 | FLXT63 | T-4 | Capacity Auction | 2020 | Flexitricity Limited |  | FLEX63 | Distribution | Non CMRS | Proven DSR CMU |  | Prequalified | Opt-In |  | 1 |  |  |  |  | 0 |  | 3.881 | 3.881 |  | 3.372 |  |  |  | 3.372 |  |  | Standby generation, submetered, taking site load Seafield Road, Edinburgh EH6 7LQ NT 286 757 | Submeter FLEX63888861NET000, MPAN 1800051085473, MPAN 1800060357170 |  |  |  | No | No | No | Metering Option (b) | Yes | No |  |  |  | Yes |  | 0.5 | Yes |  | Yes | Yes |  |  | Yes | 1 | CAN-2020-FLXT63-001 | Flexitricity Limited | 888863 | 20/01/2017 | 1 | 2020/21 | 3.372 | [10 empty] | £5000 /MW | £25000 /MW | £10000 /MW | £15000 /MW | £35000 /MW | 100% | 200%
2 | FLXT64 | T-4 | Capacity Auction | 2020 | Flexitricity Limited |  | FLEX64 | Distribution | Non CMRS | Proven DSR CMU |  | Prequalified | Opt-In |  | 1 |  |  |  |  | 0 |  | 3.197 | 3.197 |  | 2.778 |  |  |  | 2.778 |  |  | 2 POSGU (1.0MW and 0.6MW) Southmead Industrial Park, Collett Road, Didcot, Oxon OX11 7PN SU519916 | MPAN 20 0005 5063 318 MPAN 20 0002 7496 071 |  |  |  | No | No | Yes | Metering Option (a) | No |  |  | No | [6 empty] | No | Yes |  |  | Yes | 1 | CAN-2020-FLXT64-001 | Flexitricity Limited | 888164 888264 | 20/01/2017 | 1 | 2020/21 | 2.778 | [10 empty] | £5000 /MW | £25000 /MW | £10000 /MW | £15000 /MW | £35000 /MW | 100% | 200%
X | FLXT64-Component |  |  |  | Flexitricity Limited | [26 empty] | Three POSGU (1.26MW, 1.0MW, 1.454MW) providing balancing services Carr Industrial Estate, Doncaster, South Yorkshire, DN4 5JJ SE 581 020
1 | FLXT70 | T-4 | Capacity Auction | 2020 | Flexitricity Limited |  | FLEX70 | Distribution | Non CMRS | Unproven DSR CMU |  | Prequalified | Opt-In |  | 1 | Yes |  |  |  | 0 |  | 40 |  |  | 34.752 |  |  |  | 34.752 |  |  | Mixture of load reduction on flexible electricity consuming processes including refrigeration air-conditioning pumping and lighting and standby generation. 0 0 | N/A |  |  |  | Yes | [13 empty] | Deferred | Yes |  |  | Yes | 1 | CAN-2020-FLXT70-001 | Flexitricity Limited | 888870 | 20/01/2017 | 1 | 2020/21 | 34.752 | [8 empty] | Yes | 31/08/2020 | £5000 /MW | £25000 /MW | £10000 /MW | £15000 /MW | £35000 /MW | 100% | 200%
2 | FLXT71 | T-4 | Capacity Auction | 2020 | Flexitricity Limited |  | FLEX71 | Distribution | Non CMRS | Unproven DSR CMU |  | Prequalified | Opt-In |  | 1 | Yes |  |  |  | 0 |  | 20 |  |  | 17.376 |  |  |  | 17.81 |  |  | Load reduction and generation via standby assets Riverside House, Main Street, Rotherham S60 1AE SK 425 926 | 1014570415595 (import1) and 1014569178658 (import2) |  |  |  | No |  |  | Metering Option (a) | [10 empty] | No | Yes |  |  | Yes | 1 | CAN-2020-FLXT71-001 | Flexitricity Limited | 888871 | 20/01/2017 | 1 | 2020/21 | 17.376 | [10 empty] | £5000 /MW | £25000 /MW | £10000 /MW | £15000 /MW | £35000 /MW | 100% | 200%
X | FLXT71-Component |  |  |  | Flexitricity Limited | [26 empty] | Load reduction Benfield Way Lakes Road Braintree CM7 3YS TL 766 229
X | FLXT71-Component |  |  |  | Flexitricity Limited | [26 empty] | Load reduction Pedmore Road Brierley Hill West Midlands DY5 1LJ SO 924 879
X | FLXT71-Component |  |  |  | Flexitricity Limited | [26 empty] | Load reduction Wrexham Industrial Estate Wrexham LL13 9UG SJ 377 501
X | FLXT71-Component |  |  |  | Flexitricity Limited | [26 empty] | Load reduction Bailey Drive Gillingham Business Park Gillingham ME8 0PZ TQ 790 661
X | FLXT71-Component |  |  |  | Flexitricity Limited | [26 empty] | Load reduction GCHQ, Hubble Road, Cheltenham, GL51 0EX SO 915 223
X | FLXT71-Component |  |  |  | Flexitricity Limited | [26 empty] | Combination of load curtailment and standby generation Bowland View Preston PR3 1LR SD 493 463
X | FLXT71-Component |  |  |  | Flexitricity Limited | [26 empty] | Combination of load curtailment and standby generation Elmer Water Treatment Works, Hawks Hill, Fetcham, Leatherhead, Surrey KT22 9DA TQ 160 557
1 | FLXT72 | T-4 | Capacity Auction | 2020 | Flexitricity Limited |  | FLEX72 | Distribution | Non CMRS | Unproven DSR CMU |  | Prequalified | Opt-In |  | 1 | Yes |  |  |  | 0 |  | 3 |  |  | 2.606 |  |  |  | 2.606 |  |  | Mixture of load reduction on flexible electricity consuming processes including refrigeration air-conditioning pumping and lighting and standby generation. 0 0 | N/A |  |  |  | Yes | [13 empty] | Deferred | Yes |  |  | Yes | 1 | CAN-2020-FLXT72-001 | Flexitricity Limited | 888872 | 20/01/2017 | 1 | 2020/21 | 2.606 | [8 empty] | Yes | 31/08/2020 | £5000 /MW | £25000 /MW | £10000 /MW | £15000 /MW | £35000 /MW | 100% | 200%
2 | FLXT73 | T-4 | Capacity Auction | 2020 | Flexitricity Limited |  | FLEX73 | Distribution | Non CMRS | Unproven DSR CMU |  | Prequalified | Opt-In |  | 1 | Yes |  |  |  | 0 |  | 10 |  |  | 8.688 |  |  |  | 8.688 |  |  | Mixture of load reduction on flexible electricity consuming processes including refrigeration air-conditioning pumping and lighting and standby generation. 0 0 | N/A |  |  |  | Yes | [13 empty] | Deferred | Yes |  |  | Yes | 1 | CAN-2020-FLXT73-001 | Flexitricity Limited | 888873 | 20/01/2017 | 1 | 2020/21 | 8.688 | [8 empty] | Yes | 31/08/2020 | £5000 /MW | £25000 /MW | £10000 /MW | £15000 /MW | £35000 /MW | 100% | 200%
1 | FLXT74 | T-4 | Capacity Auction | 2020 | Flexitricity Limited |  | FLEX74 | Distribution | Non CMRS | Unproven DSR CMU |  | Prequalified | Opt-In |  | 1 |  |  |  |  | 0 |  | 6 |  |  | 5.213 |  |  |  | 5.213 |  |  | Mixture of load reduction and standby generation. Iceland Foods Penzance Drive Swindon Wiltshire SN5 7JF SU 13343 84267 | MPAN 2000027387805 (import) MPAN 2000051019398 (export) |  |  |  | No |  |  | Metering Option (a) | [10 empty] | No | Yes |  |  | Yes | 1 | CAN-2020-FLXT74-001 | Flexitricity Limited | 888874 | 20/01/2017 | 1 | 2020/21 | 5.213 | [10 empty] | £5000 /MW | £25000 /MW | £10000 /MW | £15000 /MW | £35000 /MW | 100% | 200%
X | FLXT74-Component |  |  |  | Flexitricity Limited | [26 empty] | Mix of load reduction and standby generation Iceland Foods Second Avenue Deeside Industrial Park Deeside Flintside CH5 2NW SJ 32654 71249
X | FLXT74-Component |  |  |  | Flexitricity Limited | [26 empty] | Mix of load reduction and standby generation Iceland Foods 5 Solar Way Innova Park Brimsdown Enfield EN3 7XY TQ 36885 99422
2 | FLXT75 | T-4 | Capacity Auction | 2020 | Flexitricity Limited |  | FLEX75 | Distribution | Non CMRS | Unproven DSR CMU |  | Prequalified | Opt-In |  | 1 | Yes |  |  |  | 0 |  | 20 |  |  | 17.376 |  |  |  | 17.376 |  |  | Mixture of load reduction on flexible electricity consuming processes including refrigeration air-conditioning pumping and lighting and standby generation. 0 0 | N/A |  |  |  | Yes | [13 empty] | Yes | Yes |  |  | Yes | 1 | CAN-2020-FLXT75-001 | Flexitricity Limited | 888875 | 20/01/2017 | 1 | 2020/21 | 17.376 | [8 empty] | Yes | 31/08/2020 | £5000 /MW | £25000 /MW | £10000 /MW | £15000 /MW | £35000 /MW | 100% | 200%
1 | FLXT76 | T-4 | Capacity Auction | 2020 | Flexitricity Limited |  | FLEX76 | Distribution | Non CMRS | Unproven DSR CMU |  | Prequalified | Opt-In |  | 1 | Yes |  |  |  | 0 |  | 25 |  |  | 21.72 |  |  |  | 21.72 |  |  | Mixture of load reduction on flexible electricity consuming processes including refrigeration air-conditioning pumping and lighting and standby generation. 0 0 | N/A |  |  |  | Yes | [13 empty] | Deferred | Yes |  |  | Yes | 1 | CAN-2020-FLXT76-001 | Flexitricity Limited | 888876 | 20/01/2017 | 1 | 2020/21 | 21.72 | [8 empty] | Yes | 31/08/2020 | £5000 /MW | £25000 /MW | £10000 /MW | £15000 /MW | £35000 /MW | 100% | 200%
2 | FLXT77 | T-4 | Capacity Auction | 2020 | Flexitricity Limited |  | FLEX77 | Distribution | Non CMRS | Unproven DSR CMU |  | Prequalified | Opt-In |  | 1 | Yes |  |  |  | 0 |  | 20 |  |  | 17.376 |  |  |  | 17.376 |  |  | Mixture of load reduction on flexible electricity consuming processes including refrigeration air-conditioning pumping and lighting and standby generation. 0 0 | N/A |  |  |  | No |  |  | Metering Option (a) | [10 empty] | Yes | Yes |  |  | Yes | 1 | CAN-2020-FLXT77-001 | Flexitricity Limited | 888877 | 20/01/2017 | 1 | 2020/21 | 17.376 | [10 empty] | £5000 /MW | £25000 /MW | £10000 /MW | £15000 /MW | £35000 /MW | 100% | 200%
1 | FLXT78 | T-4 | Capacity Auction | 2020 | Flexitricity Limited |  | FLEX78 | Distribution | Non CMRS | Unproven DSR CMU |  | Prequalified | Opt-In |  | 1 | Yes |  |  |  | 0 |  | 5 |  |  | 4.344 |  |  |  | 4.344 |  |  | Mixture of load reduction on flexible electricity consuming processes including refrigeration air-conditioning pumping and lighting and standby generation. 0 0 | N/A |  |  |  | Yes | [13 empty] | Deferred | Yes |  |  | Yes | 1 | CAN-2020-FLXT78-001 | Flexitricity Limited | 888878 | 20/01/2017 | 1 | 2020/21 | 4.344 | [8 empty] | Yes | 31/08/2020 | £5000 /MW | £25000 /MW | £10000 /MW | £15000 /MW | £35000 /MW | 100% | 200%
2 | FLXT79 | T-4 | Capacity Auction | 2020 | Flexitricity Limited |  | FLEX79 | Distribution | Non CMRS | Unproven DSR CMU |  | Prequalified | Opt-In |  | 1 | Yes |  |  |  | 0 |  | 4 |  |  | 3.475 |  |  |  | 3.475 |  |  | Mixture of load reduction on flexible electricity consuming processes including refrigeration air-conditioning pumping and lighting and standby generation. 0 0 | N/A |  |  |  | Yes | [13 empty] | Deferred | Yes |  |  | Yes | 1 | CAN-2020-FLXT79-001 | Flexitricity Limited | 888879 | 20/01/2017 | 1 | 2020/21 | 3.475 | [8 empty] | Yes | 31/08/2020 | £5000 /MW | £25000 /MW | £10000 /MW | £15000 /MW | £35000 /MW | 100% | 200%
1 | FLXT80 | T-4 | Capacity Auction | 2020 | Flexitricity Limited |  | FLEX80 | Distribution | Non CMRS | Unproven DSR CMU |  | Prequalified | Opt-In |  | 1 | Yes |  |  |  | 0 |  | 20 |  |  | 17.376 |  |  |  | 17.376 |  |  | Mixture of load reduction on flexible electricity consuming processes including refrigeration air-conditioning pumping and lighting and standby generation. 0 0 | N/A |  |  |  | Yes | [13 empty] | Deferred | Yes |  |  | Yes | 1 | CAN-2020-FLXT80-001 | Flexitricity Limited | 888880 | 20/01/2017 | 1 | 2020/21 | 17.376 | [8 empty] | Yes | 31/08/2020 | £5000 /MW | £25000 /MW | £10000 /MW | £15000 /MW | £35000 /MW | 100% | 200%
2 | FLXT81 | T-4 | Capacity Auction | 2020 | Flexitricity Limited |  | FLEX81 | Distribution | Non CMRS | Unproven DSR CMU |  | Prequalified | Opt-In |  | 1 | Yes |  |  |  | 0 |  | 8 |  |  | 6.95 |  |  |  | 6.95 |  |  | Mixture of load reduction on flexible electricity consuming processes including refrigeration air-conditioning pumping and lighting and standby generation. 0 0 | N/A |  |  |  | No |  |  | Metering Option (a) | [10 empty] | Yes | Yes |  |  | Yes | 1 | CAN-2020-FLXT81-001 | Flexitricity Limited | 888881 | 20/01/2017 | 1 | 2020/21 | 6.95 | [10 empty] | £5000 /MW | £25000 /MW | £10000 /MW | £15000 /MW | £35000 /MW | 100% | 200%
1 | FLXT82 | T-4 | Capacity Auction | 2020 | Flexitricity Limited |  | FLEX82 | Distribution | Non CMRS | Unproven DSR CMU |  | Prequalified | Opt-In |  | 1 | Yes |  |  |  | 105 |  | 25.4 |  |  | 22.068 |  |  |  | 22.068 |  |  | Mixture of load reduction on flexible electricity consuming processes including refrigeration air-conditioning pumping and lighting and standby generation. 0 0 | N/A |  |  |  | Yes | [13 empty] | Deferred | Yes |  |  | Yes | 1 | CAN-2020-FLXT82-001 | Flexitricity Limited | 888882 | 20/01/2017 | 1 | 2020/21 | 22.068 | [8 empty] | Yes | 31/08/2020 | £5000 /MW | £25000 /MW | £10000 /MW | £15000 /MW | £35000 /MW | 100% | 200%
2 | FLXT83 | T-4 | Capacity Auction | 2020 | Flexitricity Limited |  | FLEX83 | Distribution | Non CMRS | Unproven DSR CMU |  | Prequalified | Opt-In |  | 1 | Yes |  |  |  | 20 |  | 4.5 |  |  | 3.91 |  |  |  | 3.91 |  |  | Mixture of load reduction on flexible electricity consuming processes including refrigeration air-conditioning pumping and lighting and standby generation. 0 0 | N/A |  |  |  | Yes | [13 empty] | Deferred | Yes |  |  | Yes | 1 | CAN-2020-FLXT83-001 | Flexitricity Limited | 888883 | 20/01/2017 | 1 | 2020/21 | 3.91 | [8 empty] | Yes | 31/08/2020 | £5000 /MW | £25000 /MW | £10000 /MW | £15000 /MW | £35000 /MW | 100% | 200%
1 | FLXT84 | T-4 | Capacity Auction | 2020 | Flexitricity Limited |  | FLEX84 | Distribution | Non CMRS | Unproven DSR CMU |  | Prequalified | Opt-In |  | 1 | Yes |  |  |  | 15205 |  | 3.5 |  |  | 3.041 |  |  |  | 3.041 |  |  | Mixture of load reduction on flexible electricity consuming processes including refrigeration air-conditioning pumping and lighting and standby generation. 0 0 | N/A |  |  |  | Yes | [13 empty] | Deferred | Yes |  |  | Yes | 1 | CAN-2020-FLXT84-001 | Flexitricity Limited | 888884 | 20/01/2017 | 1 | 2020/21 | 3.041 | [8 empty] | Yes | 31/08/2020 | £5000 /MW | £25000 /MW | £10000 /MW | £15000 /MW | £35000 /MW | 100% | 200%
2 | FLXT85 | T-4 | Capacity Auction | 2020 | Flexitricity Limited |  | FLEX85 | Distribution | Non CMRS | Unproven DSR CMU |  | Prequalified | Opt-In |  | 1 | Yes |  |  |  | 15205 |  | 3.5 |  |  | 3.041 |  |  |  | 3.041 |  |  | Mixture of load reduction on flexible electricity consuming processes including refrigeration air-conditioning pumping and lighting and standby generation. 0 0 | N/A |  |  |  | Yes | [13 empty] | Deferred | Yes |  |  | Yes | 1 | CAN-2020-FLXT85-001 | Flexitricity Limited | 888885 | 20/01/2017 | 1 | 2020/21 | 3.041 | [8 empty] | Yes | 31/08/2020 | £5000 /MW | £25000 /MW | £10000 /MW | £15000 /MW | £35000 /MW | 100% | 200%
1 | FLXT86 | T-4 | Capacity Auction | 2020 | Flexitricity Limited |  | FLEX86 | Distribution | Non CMRS | Unproven DSR CMU |  | Prequalified | Opt-In |  | 1 | Yes |  |  |  | 13030 |  | 3 |  |  | 2.606 |  |  |  | 2.606 |  |  | Mixture of load reduction on flexible electricity consuming processes including refrigeration air-conditioning pumping and lighting and standby generation. 0 0 | N/A |  |  |  | Yes | [13 empty] | Deferred | Yes |  |  | Yes | 1 | CAN-2020-FLXT86-001 | Flexitricity Limited | 888886 | 20/01/2017 | 1 | 2020/21 | 2.606 | [8 empty] | Yes | 31/08/2020 | £5000 /MW | £25000 /MW | £10000 /MW | £15000 /MW | £35000 /MW | 100% | 200%
2 | FLXT87 | T-4 | Capacity Auction | 2020 | Flexitricity Limited |  | FLEX87 | Distribution | Non CMRS | Unproven DSR CMU |  | Prequalified | Opt-In |  | 1 | Yes |  |  |  | 18245 |  | 4.2 |  |  | 3.649 |  |  |  | 3.649 |  |  | Mixture of load reduction on flexible electricity consuming processes including refrigeration air-conditioning pumping and lighting and standby generation. 0 0 | N/A |  |  |  | Yes | [13 empty] | Deferred | Yes |  |  | Yes | 1 | CAN-2020-FLXT87-001 | Flexitricity Limited | 888887 | 20/01/2017 | 1 | 2020/21 | 3.649 | [8 empty] | Yes | 31/08/2020 | £5000 /MW | £25000 /MW | £10000 /MW | £15000 /MW | £35000 /MW | 100% | 200%
1 | FLXT88 | T-4 | Capacity Auction | 2020 | Flexitricity Limited |  | FLEX88 | Distribution | Non CMRS | Unproven DSR CMU |  | Prequalified | Opt-In |  | 1 | Yes |  |  |  | 13030 |  | 3 |  |  | 2.606 |  |  |  | 2.606 |  |  | Mixture of load reduction on flexible electricity consuming processes including refrigeration air-conditioning pumping and lighting and standby generation. 0 0 | N/A |  |  |  | Yes | [13 empty] | Deferred | Yes |  |  | Yes | 1 | CAN-2020-FLXT88-001 | Flexitricity Limited | 888888 | 20/01/2017 | 1 | 2020/21 | 2.606 | [8 empty] | Yes | 31/08/2020 | £5000 /MW | £25000 /MW | £10000 /MW | £15000 /MW | £35000 /MW | 100% | 200%
2 | FLXT89 | T-4 | Capacity Auction | 2020 | Flexitricity Limited |  | FLEX89 | Distribution | Non CMRS | Unproven DSR CMU |  | Prequalified | Opt-In |  | 1 | Yes |  |  |  | 17375 |  | 4 |  |  | 3.475 |  |  |  | 3.475 |  |  | Mixture of load reduction on flexible electricity consuming processes including refrigeration air-conditioning pumping and lighting and standby generation. 0 0 | N/A |  |  |  | Yes | [13 empty] | Deferred | Yes |  |  | Yes | 1 | CAN-2020-FLXT89-001 | Flexitricity Limited | 888889 | 20/01/2017 | 1 | 2020/21 | 3.475 | [8 empty] | Yes | 31/08/2020 | £5000 /MW | £25000 /MW | £10000 /MW | £15000 /MW | £35000 /MW | 100% | 200%
1 | FLXT90 | T-4 | Capacity Auction | 2020 | Flexitricity Limited |  | FLEX90 | Distribution | Non CMRS | Unproven DSR CMU |  | Prequalified | Opt-In |  | 1 | Yes |  |  |  | 47785 |  | 11 |  |  | 9.557 |  |  |  | 9.557 |  |  | Mixture of load reduction on flexible electricity consuming processes including refrigeration air-conditioning pumping and lighting and standby generation. 0 0 | N/A |  |  |  | Yes | [13 empty] | Deferred | Yes |  |  | Yes | 1 | CAN-2020-FLXT90-001 | Flexitricity Limited | 888890 | 20/01/2017 | 1 | 2020/21 | 9.557 | [8 empty] | Yes | 31/08/2020 | £5000 /MW | £25000 /MW | £10000 /MW | £15000 /MW | £35000 /MW | 100% | 200%
2 | FLXT91 | T-4 | Capacity Auction | 2020 | Flexitricity Limited |  | FLEX91 | Distribution | Non CMRS | Unproven DSR CMU |  | Prequalified | Opt-In |  | 1 | Yes |  |  |  | 46915 |  | 10.8 |  |  | 9.383 |  |  |  | 9.383 |  |  | Mixture of load reduction on flexible electricity consuming processes including refrigeration air-conditioning pumping and lighting and standby generation. 0 0 | N/A |  |  |  | Yes | [13 empty] | Deferred | Yes |  |  | Yes | 1 | CAN-2020-FLXT91-001 | Flexitricity Limited | 888891 | 20/01/2017 | 1 | 2020/21 | 9.383 | [8 empty] | Yes | 31/08/2020 | £5000 /MW | £25000 /MW | £10000 /MW | £15000 /MW | £35000 /MW | 100% | 200%
1 | FM2-20 | T-4 | Capacity Auction | 2020 | Ferrybridge MFE 2 Limited | Ann Gray | FM2 | Distribution | Non CMRS | New Build Generating CMU |  | Prequalified | Opt-In |  | 15 |  |  |  |  | 0 |  | 77 |  |  | 66.928 |  |  |  | 66.928 |  |  | FM2 is a twin boiler, single steam turbine energy from waste plant exporting at 132kV Ferrybridge Multifuel 2 Stranglands Lane Knottingley West Yorkshire WF11 8SQ SE 472 253 | N/A |  |  |  | Yes | [13 empty] | Deferred | Yes | 15 |  | No | N/A
2 | FMFE20 | T-4 | Capacity Auction | 2020 | Ferrybridge MFE Limited |  | FM1 | Distribution | Non CMRS | New Build Generating CMU |  | Prequalified | Opt-In |  | 1 |  |  |  |  | 0 |  | 76.722 |  |  | 66.687 |  |  |  | 66.687 |  |  | FM1 is a twin boiler, single steam turbine energy from waste plant exporting at 132kV. Ferrybridge Multifuel Energy Limited Stranglands Lane Knottingley West Yorkshire WF11 8DX SE 473 250 | 2394000111660 |  |  |  | Yes | [13 empty] | No | Yes |  |  | Yes | 1 | CAN-2020-FMFE20-001 | Ferrybridge MFE Limited | FMFE20 | 20/01/2017 | 1 | 2020/21 | 66.687 |  |  |  |  | Yes | 01/10/2021 |  |  | Yes | 01/10/2021 | £5000 /MW | £25000 /MW | £10000 /MW | £15000 /MW | £35000 /MW | 100% | 200%
1 | FO3032 | T-4 | Capacity Auction | 2020 | New Power Generation N03 Limited |  | Yelland A | Distribution | CMRS | New Build Generating CMU |  | Prequalified | Opt-In |  | 15 |  | Yes | Yes |  | 0 |  | 9 |  |  | 8.475 |  |  |  | 8.475 |  |  | Reciprocating Engines West Yelland, Yelland, EX31 3HB SS483321 | NA |  |  |  | Yes | [13 empty] | Deferred | Yes | 15 |  | No | N/A
2 | FOAK01 | T-4 | Capacity Auction | 2020 | SSEPG (Operations) Limited |  | Five Oaks | Distribution | Non CMRS | Existing Generating CMU |  | Prequalified | Opt-In |  | 1 |  |  |  |  | 0 |  | 6.516 |  |  | 6.136 |  |  |  | #N/A |  |  | 4 x reciprocating engines Five Oaks Grid Substation Horsham Road Five Oaks Billinghurst, RH14 9AT TQ107290 | 2000050932127 |  |  |  | No | No | Yes | Metering Option (a) | No |  |  | No | [6 empty] | No | N/A |  |  | Yes | 1 | CAN-2020-FOAK01-001 | SSEPG (Operations) Limited | FOAKS-1 | 20/01/2017 | 1 | 2020/21 | 6.136 | [10 empty] | £5000 /MW | £25000 /MW | £10000 /MW | £15000 /MW | £35000 /MW | 100% | 200%
1 | FosLas | T-4 | Capacity Auction | 2020 | Enersyst Limited |  | FFos Las | Distribution | Non CMRS | New Build Generating CMU |  | Prequalified | Opt-In |  | 15 |  | Yes |  |  | 85690 |  | 9.1 |  |  | 8.569 |  |  |  | 8.569 |  |  | 5 x 2MW OCGT gas reciprocating engine Rockingham South, Smoke Lane, Avonmouth, BS11 0YT ST 527 804 | N/A |  |  |  | Yes | [13 empty] | Deferred | Yes |  |  | Yes | 15 | CAN-2020-FosLas-001 | Enersyst Limited | ENER04 | 20/01/2017 | 15 | 2020/21 2021/22 2022/23 2023/24 2024/25 2025/26 2026/27 2027/28 2028/29 2029/30 2030/31 2031/32 2032/33 2033/34 2034/35 | 8.569 | Yes | 20/04/2018 |  |  | Yes | 01/10/2021 |  |  | Yes | 01/10/2021 | £5000 /MW | £25000 /MW | £10000 /MW | £15000 /MW | £35000 /MW | 100% | 200%
2 | FOYE01 | T-4 | Capacity Auction | 2020 | SSE Generation Ltd. | Ann Gray | Foyers 1 | Transmission | CMRS | Existing Generating CMU | Yes | Prequalified | Opt-In |  | 1 |  |  |  |  | 0 |  | 155.3 |  |  | 149.538 |  |  |  | 149.538 |  |  | Generating Unit 1 Foyers Power Station, Kelvin Way, Gorthleck, Foyers, Inverness-shire, IV2 6YB NH503217 | 8673 |  |  |  | No |  |  | Metering Option (a) | No | [9 empty] | No | N/A |  |  | Yes | 1 | CAN-2020-FOYE01-001 | SSE Generation Ltd. | T_FOYE-1 | 20/01/2017 | 1 | 2020/21 | 149.538 | [10 empty] | £5000 /MW | £25000 /MW | £10000 /MW | £15000 /MW | £35000 /MW | 100% | 200%
1 | FOYE02 | T-4 | Capacity Auction | 2020 | SSE Generation Ltd. | Ann Gray | Foyers 2 | Transmission | CMRS | Existing Generating CMU | Yes | Prequalified | Opt-In |  | 1 |  |  |  |  | 0 |  | 150 |  |  | 144.435 |  |  |  | 144.435 |  |  | Generating Unit 2 Foyers Power Station, Kelvin Way, Gorthleck, Foyers, Inverness-shire, IV2 6YB NH503217 | 8673 |  |  |  | No |  |  | Metering Option (a) | No | [9 empty] | No | N/A |  |  | Yes | 1 | CAN-2020-FOYE02-001 | SSE Generation Ltd. | T_FOYE-2 | 20/01/2017 | 1 | 2020/21 | 144.435 | [10 empty] | £5000 /MW | £25000 /MW | £10000 /MW | £15000 /MW | £35000 /MW | 100% | 200%
2 | FRID12 | T-4 | Capacity Auction | 2020 | Edge Power (Fridaywood) Ltd |  | Fridaywood | Distribution | Non CMRS | New Build Generating CMU |  | Prequalified | Opt-In |  | 15 |  | Yes | Yes |  | 188340 |  | 20 |  |  | 18.834 |  |  |  | 18.834 |  |  | A new build gas fuelled generating station. FRIDAYWOOD FARM, BOUNSTEAD ROAD, COLCHESTER, ESSEX, CO2 0DF TL 985 211 | N/A |  |  |  | Yes | [13 empty] | Deferred | Yes | 15 |  | Yes | 15 | CAN-2020-FRID12-001 | Edge Power (Fridaywood) Ltd | FRID12 | 20/01/2017 | 15 | 2020/21 2021/22 2022/23 2023/24 2024/25 2025/26 2026/27 2027/28 2028/29 2029/30 2030/31 2031/32 2032/33 2033/34 2034/35 | 18.834 | Yes | 20/04/2018 | Yes | 01/04/2019 | Yes | 01/10/2021 |  |  | Yes | 01/10/2021 | £5000 /MW | £25000 /MW | £10000 /MW | £15000 /MW | £35000 /MW | 100% | 200%
1 | FUL123 | T-4 | Capacity Auction | 2020 | FULWOOD GRANGE SOLAR FARM LIMITED |  | FULWOOD | Distribution | Non CMRS | New Build Generating CMU |  | Not Prequalified | Opt-In |  | 15 |  | Yes |  |  | 0 | Yes | 5 |  |  | 4.709 |  |  |  | #N/A |  |  | NEW BUILD GAS FUELLED GENERATING STATION FULWOOD GRANGE FARM PINXTON LANE SUTTON IN ASHFIELD NG17 1JF SK 474 570 | N/A |  |  |  | Yes | [13 empty] | Deferred
2 | Gasc01 | T-4 | Capacity Auction | 2020 | REG Gascoigne Wood Ltd |  | Gascoigne Wood | Distribution | Non CMRS | New Build Generating CMU |  | Prequalified | Opt-In |  | 15 |  | Yes |  |  | 0 |  | 19.8 |  |  | 18.646 |  |  |  | 18.646 |  |  | Bio-liquid fuelled distribution connected generation station Gascoigne Wood Mine Lennerton Lane Sherburn in Elmet LS25 6LH SE525319 | N/A |  |  |  | Yes | [13 empty] | Deferred | Yes | 15 |  | No | N/A
1 | GBSLDO | T-4 | Capacity Auction | 2020 | GBSL DORKING LIMITED |  | GBSL Dorking | Distribution | Non CMRS | New Build Generating CMU | Yes | Not Prequalified | Opt-In |  | 15 |  | Yes |  |  | 0 |  | 5 |  |  | 4.815 |  |  |  | 4.815 |  |  | 5MW battery energy storage facility at Milton Court Farm, Dorking Milton Court Farm, Dorking, RH4 3LY TQ 150 492 | N/A |  |  |  | Yes | [13 empty] | Deferred
2 | GBSLHO | T-4 | Capacity Auction | 2020 | GBSL HOOK LIMITED |  | GBSL Hook | Distribution | Non CMRS | New Build Generating CMU | Yes | Not Prequalified | Opt-In |  | 15 |  | Yes |  |  | 0 | Yes | 5 |  |  | 4.815 |  |  |  | 4.815 |  |  | 5MW battery energy storage facility at Little Holt, Holt Lane, Hook Little Holt, Holt Lane, Hook RG27 9ER SU 735 539 | N/A |  |  |  | Yes | [13 empty] | Deferred
1 | GBSLNU | T-4 | Capacity Auction | 2020 | GBSL NURSLING LIMITED |  | GBSL Nursling | Distribution | Non CMRS | New Build Generating CMU | Yes | Not Prequalified | Opt-In |  | 15 |  | Yes |  |  | 0 |  | 10 |  |  | 9.629 |  |  |  | 9.629 |  |  | 10MW battery energy storage facility at Upton Lane, Rownhams Upton Lane, adjacent to Rownhams BSP Substation SO16 0XY SU 371 168 | N/A |  |  |  | Yes | [13 empty] | Deferred
2 | GCHPL1 | T-4 | Capacity Auction | 2020 | Grangemouth CHP Limited |  | Grangemouth CHP | Distribution | CMRS | Existing Generating CMU |  | Prequalified | Opt-In |  | 1 |  |  |  |  | 0 |  | 142.453 |  |  | 128.208 |  |  |  | 127.8 |  |  | CHP Plant connected to Private Wire System (operated by INEOS Infrastructure (Grangemouth) Limited) with Connection to NETS Bo'ness Road Grangemouth Stirlingshire FK3 9XQ NS 943 810 | 8303 -CMU 8311 - Grid Connection |  |  |  | No | No | No | Metering Option (a) | No | [9 empty] | No | N/A |  |  | Yes | 1 | CAN-2020-GCHPL1-001 | Grangemouth CHP Limited | n/a | 20/01/2017 | 1 | 2020/21 | 128.208 | [10 empty] | £5000 /MW | £25000 /MW | £10000 /MW | £15000 /MW | £35000 /MW | 100% | 200%
1 | GCMU01 | T-4 | Capacity Auction | 2020 | EnerNOC UK Limited |  | GCMU01 | Distribution | Non CMRS | Existing Generating CMU |  | Rejected | Opt-In |  | 0 |  |  |  |  | 0 |  | 0 |  |  | 0 |  |  |  | 1.26 |  |  | This is a single CHP unit Bedford Road Workshops, Bedford Road, Aberdeen, AB24 3LE NJ 93375 07719 | N/A |  |  |  | Yes | [13 empty] | Deferred
2 | GCMU02 | T-4 | Capacity Auction | 2020 | EnerNOC UK Limited |  | GCMU02 | Distribution | Non CMRS | Existing Generating CMU |  | Prequalified | Opt-In |  | 1 |  |  |  |  | 0 |  | 4 |  |  | 3.6 |  |  |  | 3.6 |  |  | One of three CHP units at 1 Thane Road West, Nottingham, NG2 3AA 1 Thane Road West, Nottingham, NG2 3AA SK 581 389 | N/A |  |  |  | No | Yes | No | Metering Option (b) | Yes | No |  |  |  | No | Bespoke meter installation in progress. | Class 1.5 | Yes |  | Yes | N/A |  |  | Yes | 1 | CAN-2020-GCMU02-001 | EnerNOC UK Limited | GCMU02 | 20/01/2017 | 1 | 2020/21 | 3.6 | [10 empty] | £5000 /MW | £25000 /MW | £10000 /MW | £15000 /MW | £35000 /MW | 100% | 200%
1 | GCMU03 | T-4 | Capacity Auction | 2020 | EnerNOC UK Limited |  | GCMU03 | Distribution | Non CMRS | Existing Generating CMU |  | Prequalified | Opt-In |  | 1 |  |  |  |  | 0 |  | 4 |  |  | 3.6 |  |  |  | 3.6 |  |  | One of three CHP units at 1 Thane Road West, Nottingham, NG2 3AA 1 Thane Road West, Nottingham, NG2 3AA SK 581 389 | N/A |  |  |  | No | Yes | No | Metering Option (b) | Yes | No |  |  |  | No | Bespoke meter installation in progress | Class 1.5 | Yes |  | Yes | N/A |  |  | Yes | 1 | CAN-2020-GCMU03-001 | EnerNOC UK Limited | GCMU03 | 20/01/2017 | 1 | 2020/21 | 3.6 | [10 empty] | £5000 /MW | £25000 /MW | £10000 /MW | £15000 /MW | £35000 /MW | 100% | 200%
2 | GCMU04 | T-4 | Capacity Auction | 2020 | EnerNOC UK Limited |  | GCMU04 | Distribution | Non CMRS | Existing Generating CMU |  | Prequalified | Opt-In |  | 1 |  |  |  |  | 0 |  | 4.2 |  |  | 3.78 |  |  |  | 3.78 |  |  | One of three CHP units at 1 Thane Road West, Nottingham, NG2 3AA 1 Thane Road West, Nottingham, NG2 3AA SK 581 389 | N/A |  |  |  | No | Yes | No | Metering Option (b) | Yes | No |  |  |  | No | Bespoke metering installation in progress | Class 1.5 | Yes |  | Yes | N/A |  |  | Yes | 1 | CAN-2020-GCMU04-001 | EnerNOC UK Limited | GCMU04 | 20/01/2017 | 1 | 2020/21 | 3.78 | [10 empty] | £5000 /MW | £25000 /MW | £10000 /MW | £15000 /MW | £35000 /MW | 100% | 200%
1 | GCMU05 | T-4 | Capacity Auction | 2020 | EnerNOC UK Limited |  | GCMU05 | Distribution | Non CMRS | Existing Generating CMU |  | Prequalified | Opt-In |  | 1 |  |  |  |  | 0 |  | 3.6 |  |  | 3.24 |  |  |  | 3.24 |  |  | CHP unit Sweet Briar Rd, Norwich, NR6 5AP TG205102 | N/A |  |  |  | No | No | No | Metering Option (b) | No | No |  |  |  | No | Bespoke meter installation in progress | Class 1.5 | Yes |  | Deferred | N/A |  |  | Yes | 1 | CAN-2020-GCMU05-001 | EnerNOC UK Limited | GCMU05 | 20/01/2017 | 1 | 2020/21 | 3.24 | [10 empty] | £5000 /MW | £25000 /MW | £10000 /MW | £15000 /MW | £35000 /MW | 100% | 200%
2 | GCMU06 | T-4 | Capacity Auction | 2020 | EnerNOC UK Limited |  | GCMU06 | Distribution | Non CMRS | Existing Generating CMU |  | Prequalified | Opt-In |  | 1 |  |  |  |  | 0 |  | 4.4 |  |  | 3.96 |  |  |  | 3.96 |  |  | Turbomach M50 Natural Gas fired CHP unit Port Causeway Bromborough Merseyside CH62 4TH SJ 349 835 | N/A |  |  |  | No | No | No | Metering Option (b) | No | No |  |  |  | No | Bespoke meter installation in progress | Class 1.5 | Yes |  | Yes | N/A |  |  | Yes | 1 | CAN-2020-GCMU06-001 | EnerNOC UK Limited | GCMU06 | 20/01/2017 | 1 | 2020/21 | 3.96 | [10 empty] | £5000 /MW | £25000 /MW | £10000 /MW | £15000 /MW | £35000 /MW | 100% | 200%
1 | GCMU07 | T-4 | Capacity Auction | 2020 | EnerNOC UK Limited |  | GCMU07 | Distribution | Non CMRS | Existing Generating CMU |  | Prequalified | Opt-In |  | 1 |  |  |  |  | 0 |  | 4.4 |  |  | 3.96 |  |  |  | 3.96 |  |  | Turbomach M50 Natural Gas fired CHP unit Staverton, Trowbridge, Wiltshire, BA14 6PH ST 856 610 | N/A |  |  |  | No | No | No | Metering Option (b) | No | No |  |  |  | No | Bespoke meter installation in progress | Class 1.5 | Yes |  | Yes | N/A |  |  | Yes | 1 | CAN-2020-GCMU07-001 | EnerNOC UK Limited | GCMU07 | 20/01/2017 | 1 | 2020/21 | 3.96 | [10 empty] | £5000 /MW | £25000 /MW | £10000 /MW | £15000 /MW | £35000 /MW | 100% | 200%
2 | GCMU08 | T-4 | Capacity Auction | 2020 | EnerNOC UK Limited |  | GCMU08 | Distribution | Non CMRS | Existing Generating CMU |  | Prequalified | Opt-In |  | 1 |  |  |  |  | 0 |  | 2.9 |  |  | 2.61 |  |  |  | 2.61 |  |  | One of three CHP units at Boulby Mine, Loftus, Salburn by The Sea, Cleveland, TS13 4UZ Boulby Mine, Loftus, Salburn by The Sea, Cleveland, TS13 4UZ NZ 763 185 | N/A |  |  |  | No | No | No | Metering Option (b) | No | No |  |  |  | No | Bespoke meter installation in progress | Class 1.5 | Yes |  | Yes | N/A |  |  | Yes | 1 | CAN-2020-GCMU08-001 | EnerNOC UK Limited | GCMU08 | 20/01/2017 | 1 | 2020/21 | 2.61 | [10 empty] | £5000 /MW | £25000 /MW | £10000 /MW | £15000 /MW | £35000 /MW | 100% | 200%
1 | GCMU09 | T-4 | Capacity Auction | 2020 | EnerNOC UK Limited |  | GCMU09 | Distribution | Non CMRS | Existing Generating CMU |  | Prequalified | Opt-In |  | 1 |  |  |  |  | 0 |  | 2.9 |  |  | 2.61 |  |  |  | 2.61 |  |  | One of three CHP units at Boulby Mine, Loftus, Salburn by The Sea, Cleveland, TS13 4UZ Boulby Mine, Loftus, Salburn by The Sea, Cleveland, TS13 4UZ NZ 763 185 | N/A |  |  |  | No | No | No | Metering Option (b) | No | No |  |  |  | No | Bespoke meter in progress | Class 1.5 | Yes |  | Yes | N/A |  |  | Yes | 1 | CAN-2020-GCMU09-001 | EnerNOC UK Limited | GCMU09 | 20/01/2017 | 1 | 2020/21 | 2.61 | [10 empty] | £5000 /MW | £25000 /MW | £10000 /MW | £15000 /MW | £35000 /MW | 100% | 200%
2 | GCMU10 | T-4 | Capacity Auction | 2020 | EnerNOC UK Limited |  | ECMUAH | Distribution | Non CMRS | Existing Generating CMU |  | Prequalified | Opt-In |  | 1 |  |  |  |  | 0 |  | 2.9 |  |  | 2.61 |  |  |  | 2.61 |  |  | One of three CHP units at Boulby Mine, Loftus, Salburn by The Sea, Cleveland, TS13 4UZ Boulby Mine, Loftus, Salburn by The Sea, Cleveland, TS13 4UZ NZ 763 185 | N/A |  |  |  | No | No | No | Metering Option (b) | No | No |  |  |  | No | Bespoke meter installation in progress | Class 1.5 | Yes |  | Yes | N/A |  |  | Yes | 1 | CAN-2020-GCMU10-001 | EnerNOC UK Limited | GCMU10 | 20/01/2017 | 1 | 2020/21 | 2.61 | [10 empty] | £5000 /MW | £25000 /MW | £10000 /MW | £15000 /MW | £35000 /MW | 100% | 200%
1 | GCMU11 | T-4 | Capacity Auction | 2020 | EnerNOC UK Limited |  | GCMU11 | Distribution | Non CMRS | Existing Generating CMU |  | Prequalified | Opt-In |  | 1 |  |  |  |  | 0 |  | 10.5 |  |  | 9.45 |  |  |  | 9.45 |  |  | 6.46 MWe Ruston Tornado Gas Turbine (Siemens SG200) Laporte Road, Stallingborough, North East Lincolnshire, DN40 2PR TA 209 150 | N/A |  |  |  | No | No | No | Metering Option (b) | No | No |  |  |  | No | Bespoke meter installation in progress | Class 1.5 | Yes |  | Yes | N/A |  |  | Yes | 1 | CAN-2020-GCMU11-001 | EnerNOC UK Limited | GCMU11A GCMU11B GCMU11C | 20/01/2017 | 1 | 2020/21 | 9.45 | [10 empty] | £5000 /MW | £25000 /MW | £10000 /MW | £15000 /MW | £35000 /MW | 100% | 200%
X | GCMU11-Component |  |  |  | EnerNOC UK Limited | [26 empty] | 6.46 MWe Ruston Tornado Gas Turbine (Siemens SG200) Laporte Road, Stallingborough, North East Lincolnshire, DN40 2PR TA 209 150
X | GCMU11-Component |  |  |  | EnerNOC UK Limited | [26 empty] | 2.8MWe back pressure steam turbine Laporte Road, Stallingborough, North East Lincolnshire, DN40 2PR TA 209 150
2 | GCMU14 | T-4 | Capacity Auction | 2020 | EnerNOC UK Limited |  | GCMU14 | Distribution | Non CMRS | Existing Generating CMU |  | Prequalified | Opt-In |  | 1 |  |  |  |  | 0 |  | 2.25 |  |  | 2.025 |  |  |  | 2.025 |  |  | Natural Gas fired CHP unit at Villa Nursery, Reeves Lane, Roydon Essex CM19 5LE Reeves Lane, Roydon Essex CM19 5LE TL 414 078 | N/A |  |  |  | No | Yes | No | Metering Option (b) | No | No |  |  |  | No | Bespoke meter installation in progress | Class 1.5 | Yes |  | Yes | N/A |  |  | Yes | 1 | CAN-2020-GCMU14-001 | EnerNOC UK Limited | GCMU14A GCMU14B GCMU14C | 20/01/2017 | 1 | 2020/21 | 2.025 | [10 empty] | £5000 /MW | £25000 /MW | £10000 /MW | £15000 /MW | £35000 /MW | 100% | 200%
X | GCMU14-Component |  |  |  | EnerNOC UK Limited | [26 empty] | Natural Gas fired CHP unit at Halton General Hospital, Hospital Way, Runcorn, Cheshire WA7 2DA Hospital Way, Runcorn, Cheshire WA7 2DA SJ 538 809
X | GCMU14-Component |  |  |  | EnerNOC UK Limited | [26 empty] | Natural Gas fired CHP unit at Warrington Hospital, Lovely Lane, Warrington, Cheshire WA5 1QG Lovely Lane, Warrington, Cheshire WA5 1QG SJ 594 887
1 | GCMU15 | T-4 | Capacity Auction | 2020 | EnerNOC UK Limited |  | GCMU15 | Distribution | Non CMRS | Existing Generating CMU |  | Prequalified | Opt-In |  | 1 |  |  |  |  | 0 |  | 4 |  |  | 3.6 |  |  |  | 3.6 |  |  | One of four SURF (Aggreko) model CHP units rated at 1375KVA Seal Sands, Middlesbrough, TS2 1UB NZ 531 242 | N/A |  |  |  | No | No | No | Metering Option (b) | No | No |  |  |  | No | Bespoke metering in progress | Class 1.5 | Yes |  | Yes | N/A |  |  | Yes | 1 | CAN-2020-GCMU15-001 | EnerNOC UK Limited | GCMU15A GCMU15B GCMU15C GCMU15D | 20/01/2017 | 1 | 2020/21 | 3.6 | [10 empty] | £5000 /MW | £25000 /MW | £10000 /MW | £15000 /MW | £35000 /MW | 100% | 200%
X | GCMU15-Component |  |  |  | EnerNOC UK Limited | [26 empty] | One of four SURF (Aggreko) model CHP units rated at 1375kVA Seal Sands, Middlesbrough, TS2 1UB NZ 531 242
X | GCMU15-Component |  |  |  | EnerNOC UK Limited | [26 empty] | One of four SURF (Aggreko) model CHP units rated at 1375kVA Seal Sands, Middlesborough, TS2 1UB NZ 531 242
X | GCMU15-Component |  |  |  | EnerNOC UK Limited | [26 empty] | One of four SURF (Aggreko) model CHP units rated at 1375kVA Seal Sands, Middlesborough, TS2 1UB NZ 531 242
2 | GCMU16 | T-4 | Capacity Auction | 2020 | EnerNOC UK Limited |  | GCMU16 | Distribution | Non CMRS | Existing Generating CMU |  | Rejected | Opt-In |  | 0 |  |  |  |  | 0 |  | 0 |  |  | 0 |  |  |  | 9.27 |  |  | Gas turbine Station Road, Wigton, Cumbria CA7 9BG NY 253 488 | N/A |  |  |  | Yes | [13 empty] | Deferred
X | GCMU16-Component |  |  |  | EnerNOC UK Limited | [26 empty] | Back pressure steam turbine Station Road, Wigton, Cumbria CA7 9BG NY 253 488
1 | GCMU17 | T-4 | Capacity Auction | 2020 | EnerNOC UK Limited |  | GCMU17 | Distribution | Non CMRS | Existing Generating CMU |  | Prequalified | Opt-In |  | 1 |  |  |  |  | 0 |  | 6.7 |  |  | 6.03 |  |  |  | 6.03 |  |  | One of three CHP units at Energy Center, Ashton Street, Liverpool, L69 3GB Energy Center, Ashton Street, Liverpool, L69 3GB SJ 357 904 | 130003532214 |  |  |  | No | No | No | Metering Option (b) | No | No |  |  |  | No | Bespoke meter installation in progress | Class 1.5 | Yes |  | Yes | N/A |  |  | Yes | 1 | CAN-2020-GCMU17-001 | EnerNOC UK Limited | GCMU17A GCMU17B GCMU17C | 20/01/2017 | 1 | 2020/21 | 6.03 | [10 empty] | £5000 /MW | £25000 /MW | £10000 /MW | £15000 /MW | £35000 /MW | 100% | 200%
X | GCMU17-Component |  |  |  | EnerNOC UK Limited | [26 empty] | One of three CHP units at Energy Center, Ashton Street, Liverpool, L69 3GBNY 25354 48843 Energy Center, Ashton Street, Liverpool, L69 3GB SJ 357 904
X | GCMU17-Component |  |  |  | EnerNOC UK Limited | [26 empty] | One of three CHP units at Energy Center, Ashton Street, Liverpool, L69 3GBNY 25354 48843 Energy Center, Ashton Street, Liverpool, L69 3GB SJ 357 904
2 | GCMU18 | T-4 | Capacity Auction | 2020 | EnerNOC UK Limited |  | GCMU18 | Distribution | Non CMRS | Existing Generating CMU |  | Prequalified | Opt-In |  | 1 |  |  |  |  | 0 |  | 7.8 |  |  | 7.02 |  |  |  | 7.02 |  |  | One of six CHP units at University of Warwick, Gibbet Hill Road, Coventry, West Midlands, CV4 7AL Gibbet Hill Road, Coventry, West Midlands, CV4 7AL SP 299 758 | 1100039602156 |  |  |  | No | No | No | Metering Option (b) | No | No |  |  |  | No | Bespoke meter installation in progress | Class 1.5 | Yes |  | Yes | N/A |  |  | Yes | 1 | CAN-2020-GCMU18-001 | EnerNOC UK Limited | GCMU18A GCMU18B GCMU18C GCMU18D GCMU18E | 20/01/2017 | 1 | 2020/21 | 7.02 | [10 empty] | £5000 /MW | £25000 /MW | £10000 /MW | £15000 /MW | £35000 /MW | 100% | 200%
X | GCMU18-Component |  |  |  | EnerNOC UK Limited | [26 empty] | One of six CHP units at University of Warwick, Gibbet Hill Road, Coventry, West Midlands, CV4 7AL Gibbet Hill Road, Coventry, West Midlands, CV4 7AL SP 299 758
X | GCMU18-Component |  |  |  | EnerNOC UK Limited | [26 empty] | One of six CHP units at University of Warwick, Gibbet Hill Road, Coventry, West Midlands, CV4 7AL Gibbet Hill Road, Coventry, West Midlands, CV4 7AL SP 299 758
X | GCMU18-Component |  |  |  | EnerNOC UK Limited | [26 empty] | One of six CHP units at University of Warwick, Gibbet Hill Road, Coventry, West Midlands, CV4 7AL Gibbet Hill Road, Coventry, West Midlands, CV4 7AL SP 299 758
X | GCMU18-Component |  |  |  | EnerNOC UK Limited | [26 empty] | One of six CHP units at University of Warwick, Gibbet Hill Road, Coventry, West Midlands, CV4 7AL Gibbet Hill Road, Coventry, West Midlands, CV4 7AL SP 299 758
X | GCMU18-Component |  |  |  | EnerNOC UK Limited | [26 empty] | One of six CHP units at University of Warwick, Gibbet Hill Road, Coventry, West Midlands, CV4 7AL Gibbet Hill Road, Coventry, West Midlands, CV4 7AL SP 299 758
1 | GE2016 | T-4 | Capacity Auction | 2020 | Gerard Hall Energy Limited |  | Gerard Hall Energy Limited | Distribution | Non CMRS | New Build Generating CMU |  | Not Prequalified | Opt-In |  | 15 |  | Yes | Yes |  | 0 | Yes | 20 |  |  | 18.834 |  |  |  | 18.834 |  |  | New build Diesel or gas generating station. Mill Lane Nursling Southampton SO16 OYE SU 355 157 | N/A |  |  |  | Yes | [13 empty] | Deferred
2 | GHBRE1 | T-4 | Capacity Auction | 2020 | Green Hedge Energy Barn Limited |  | Breach Farm | Distribution | Non CMRS | New Build Generating CMU | Yes | Prequalified | Opt-In |  | 15 |  | Yes |  |  | 94360 |  | 9.8 |  |  | 9.436 |  |  |  | 9.436 |  |  | The CMU component at Breach Farm is an energy storage system comprised of Lithium-ion batteries. The system will have a 9.8 MW export capacity and an import capacity of 10MW. Breach Farm Caldwell Swadlincote Derbyshire DE12 6RJ SK 264 189 | N/A |  |  |  | Yes | [13 empty] | Deferred | Yes |  |  | Yes | 15 | CAN-2020-GHBRE1-001 | Green Hedge Energy Barn Limited | 140586 | 20/01/2017 | 15 | 2020/21 2021/22 2022/23 2023/24 2024/25 2025/26 2026/27 2027/28 2028/29 2029/30 2030/31 2031/32 2032/33 2033/34 2034/35 | 9.436 | Yes | 20/04/2018 |  |  | Yes | 01/10/2021 |  |  | Yes | 01/10/2021 | £5000 /MW | £25000 /MW | £10000 /MW | £15000 /MW | £35000 /MW | 100% | 200%
1 | GHCHA1 | T-4 | Capacity Auction | 2020 | Green Hedge Energy Barn Limited |  | Hill Field, Charlcutt | Distribution | Non CMRS | New Build Generating CMU | Yes | Not Prequalified | Opt-In |  | 15 |  | Yes |  |  | 0 | Yes | 9.975 |  |  | 9.605 |  |  |  | 9.605 |  |  | The CMU component at Leverton Farm is an energy storage system comprised of Lithium-ion batteries. The system will have a 9.975 MW export capacity and an import capacity of 4.75MW. Hill Field Charlcutt Calne Wiltshire SN11 9HL ST 994 751 | N/A |  |  |  | Yes | [13 empty] | Deferred
2 | GHKBF1 | T-4 | Capacity Auction | 2020 | BESS K Barn Limited |  | Kings Barn Farm | Distribution | Non CMRS | New Build Generating CMU | Yes | Prequalified | Opt-In |  | 15 |  | Yes |  |  | 96290 |  | 10 |  |  | 9.629 |  |  |  | 9.629 |  |  | The CMU component at Kings Barn Farm is an energy storage system comprised of Lithium-ion batteries. The system will have a 10 MW export capacity and an import capacity of 10,000 kVA. Kings Barn Farm Steyning West Sussex BN44 3YR TQ 187 116 | N/A |  |  |  | Yes | [13 empty] | Deferred | Yes |  |  | Yes | 15 | CAN-2020-GHKBF1-001 | BESS K Barn Limited | 260487 | 20/01/2017 | 15 | 2020/21 2021/22 2022/23 2023/24 2024/25 2025/26 2026/27 2027/28 2028/29 2029/30 2030/31 2031/32 2032/33 2033/34 2034/35 | 9.629 | Yes | 20/04/2018 |  |  | Yes | 01/10/2021 |  |  | Yes | 01/10/2021 | £5000 /MW | £25000 /MW | £10000 /MW | £15000 /MW | £35000 /MW | 100% | 200%
1 | GHLEV1 | T-4 | Capacity Auction | 2020 | Eelpower (OpCo1) Limited |  | Leverton Farm | Distribution | Non CMRS | New Build Generating CMU | Yes | Prequalified | Opt-In |  | 15 |  | Yes |  |  | 94360 |  | 9.8 |  |  | 9.436 |  |  |  | 9.436 |  |  | The CMU component at Leverton Farm is an energy storage system comprised of Lithium-ion batteries. The system will have a 9.8 MW export capacity and an import capacity of 5MW. Leverton Farm Birch Holt Farm Burton Lincoln Lincoln LN1 2RD SK 965 753 | N/A |  |  |  | Yes | [13 empty] | Deferred | Yes |  |  | Yes | 15 | CAN-2020-GHLEV1-001 | Eelpower (OpCo1) Limited | 150982 | 20/01/2017 | 15 | 2020/21 2021/22 2022/23 2023/24 2024/25 2025/26 2026/27 2027/28 2028/29 2029/30 2030/31 2031/32 2032/33 2033/34 2034/35 | 9.436 | Yes | 20/04/2018 |  |  | Yes | 01/10/2021 |  |  | Yes | 01/10/2021 | £5000 /MW | £25000 /MW | £10000 /MW | £15000 /MW | £35000 /MW | 100% | 200%
2 | GHPAC1 | T-4 | Capacity Auction | 2020 | BESS HILL FARM Limited |  | Hill Farm, Packington | Distribution | Non CMRS | New Build Generating CMU | Yes | Prequalified | Opt-In |  | 15 |  | Yes |  |  | 94360 |  | 9.8 |  |  | 9.436 |  |  |  | 9.436 |  |  | The CMU component at Hill Farm, Packington is an energy storage system comprised of Lithium-ion batteries. The system will have a 9.8 MW export capacity and an import capacity of 8MW. Hill Farm Spring Lane Packington Ashby de la Zouch Leicestershire LE65 1WU SK 374 142 | N/A |  |  |  | Yes | [13 empty] | Deferred | Yes |  |  | Yes | 15 | CAN-2020-GHPAC1-001 | BESS HILL FARM Limited | 61276 | 20/01/2017 | 15 | 2020/21 2021/22 2022/23 2023/24 2024/25 2025/26 2026/27 2027/28 2028/29 2029/30 2030/31 2031/32 2032/33 2033/34 2034/35 | 9.436 | Yes | 20/04/2018 |  |  | Yes | 01/10/2021 |  |  | Yes | 01/10/2021 | £5000 /MW | £25000 /MW | £10000 /MW | £15000 /MW | £35000 /MW | 100% | 200%
1 | GHPAL1 | T-4 | Capacity Auction | 2020 | Green Hedge Energy Barn Limited |  | Pailton Pastures | Distribution | Non CMRS | New Build Generating CMU | Yes | Not Prequalified | Opt-In |  | 15 |  | Yes |  |  | 0 | Yes | 9.8 |  |  | 9.436 |  |  |  | 9.436 |  |  | The CMU component at Pailton Pastures is an energy storage system comprised of Lithium-ion batteries. The system will have a 9.8 MW export capacity and an import capacity of 10MW. Pailton Pastures Montilo Lane Rugby CV23 OQN SP 488 823 | N/A |  |  |  | Yes | [13 empty] | Deferred
2 | GLASS2 | T-4 | Capacity Auction | 2020 | Glassenbury Battery Storage Limited |  | Glassenbury Storage | Distribution | Non CMRS | New Build Generating CMU | Yes | Prequalified | Opt-In |  | 15 |  |  |  |  | 0 |  | 40 |  |  | 38.516 |  |  |  | 38.516 |  |  | Lithium Ion battery storage system capable of importing, storing and exporting electricity. Land at Huggins Hall Farm, Turnden Road, Hartley, Kent, TN17 2QJ TQ757356 | N/A |  |  |  | Yes | [13 empty] | Deferred | Yes | 15 |  | Yes | 15 | CAN-2020-GLASS2-001 | Glassenbury Battery Storage Limited | 2 | 20/01/2017 | 15 | 2020/21 2021/22 2022/23 2023/24 2024/25 2025/26 2026/27 2027/28 2028/29 2029/30 2030/31 2031/32 2032/33 2033/34 2034/35 | 38.516 |  |  |  |  | Yes | 01/10/2021 |  |  | Yes | 01/10/2021 | £5000 /MW | £25000 /MW | £10000 /MW | £15000 /MW | £35000 /MW | 100% | 200%
1 | GLENMS | T-4 | Capacity Auction | 2020 | SSE Generation Ltd. | Ann Gray | Glenmoriston | Transmission | CMRS | Existing Generating CMU |  | Prequalified | Opt-In |  | 1 |  |  |  |  | 0 |  | 39.71 |  |  | 34.214 |  |  |  | 34.214 |  |  | Gensets 1 & 2 ROCable hydro units within the BMU are not included in the CMU. Glen Moriston Power Station, Loch Dundreggan, by Fort Augustus, Inverness-shire, IV3 6YM NH364156 | 8655 |  |  |  | No |  |  | Metering Option (a) | Yes | [9 empty] | Yes | N/A |  |  | Yes | 1 | CAN-2020-GLENMS-001 | SSE Generation Ltd. | M_CAS-MOR01 | 20/01/2017 | 1 | 2020/21 | 34.214 | [10 empty] | £5000 /MW | £25000 /MW | £10000 /MW | £15000 /MW | £35000 /MW | 100% | 200%
2 | GlynR1 | T-4 | Capacity Auction | 2020 | Snowdonia Pumped Hydro Limited_ |  | GR1 | Distribution | CMRS | New Build Generating CMU | Yes | Not Prequalified | Opt-In |  | 15 |  | Yes | Yes |  | 0 | Yes | 49.95 |  |  | 48.097 |  |  |  | 48.097 |  |  | 49.950 MW pumped storage facility in Gwynedd, North Wales. Glyn Rhonwy Pumped Storage Facility, Ffordd Clegir, Caernarfon, Gwynedd LL55 4EL Note: The site is currently brown field with no ability to receive post. As such this address uses the nearest current postcode. SH567608 | N/A |  |  |  | Yes | [13 empty] | Deferred
1 | GM3007 | T-4 | Capacity Auction | 2020 | Down Barn Limited |  | Down Barn Farm | Distribution | CMRS | New Build Generating CMU |  | Prequalified | Opt-In |  | 15 |  | Yes |  |  | 188340 |  | 20 |  |  | 18.834 |  |  |  | 18.834 |  |  | Gas fired reciprocating engines Boarhunt Rd, Fareham, PO17 6AJ SU596072 | N/A |  |  |  | No |  |  | Metering Option (a) | [10 empty] | No | Yes | 15 |  | Yes | 15 | CAN-2020-GM3007-001 | Down Barn Limited | GM3007 | 20/01/2017 | 15 | 2020/21 2021/22 2022/23 2023/24 2024/25 2025/26 2026/27 2027/28 2028/29 2029/30 2030/31 2031/32 2032/33 2033/34 2034/35 | 18.834 | Yes | 20/04/2018 |  |  | Yes | 01/10/2021 |  |  |  |  | £5000 /MW | £25000 /MW | £10000 /MW | £15000 /MW | £35000 /MW | 100% | 200%
2 | GP3033 | T-4 | Capacity Auction | 2020 | New Power Generation N03 Limited |  | Yelland B | Distribution | CMRS | New Build Generating CMU |  | Not Prequalified | Opt-In |  | 15 |  | Yes | Yes |  | 0 | Yes | 3.75 |  |  | 3.531 |  |  |  | 3.531 |  |  | Reciprocating Engines West Yelland, Yelland, EX31 3HB SS483321 | NA |  |  |  | Yes | [13 empty] | Deferred
1 | GRAI06 | T-4 | Capacity Auction | 2020 | Uniper Global Commodities SE | Applications and Corresponsdence on behalf of UGC SE | Grain U6 | Transmission | CMRS | Existing Generating CMU |  | Prequalified | Opt-In |  | 1 |  |  |  |  | 0 |  | 468 |  |  | 421.2 |  |  |  | 421.2 |  |  | Grain B CCGT Unit 6 CHP element is via supply of heat to Grain LNG regasification facility Power Station Road Isle of Grain Rochester ME3 0AR TQ589175 | 7224 |  |  |  | No |  |  | Metering Option (a) | No | [9 empty] | No | N/A |  |  | Yes | 1 | CAN-2020-GRAI06-001 | Uniper Global Commodities SE | T_GRAI-6 | 20/01/2017 | 1 | 2020/21 | 421.2 | [10 empty] | £5000 /MW | £25000 /MW | £10000 /MW | £15000 /MW | £35000 /MW | 100% | 200%
2 | GRAI07 | T-4 | Capacity Auction | 2020 | Uniper Global Commodities SE | Applications and Corresponsdence on behalf of UGC SE | Grain U7 | Transmission | CMRS | Existing Generating CMU |  | Prequalified | Opt-In |  | 1 |  |  |  |  | 0 |  | 468 |  |  | 421.2 |  |  |  | 421.2 |  |  | Grain B CCGT Unit 7 CHP element is via supply of heat to Grain LNG regasification facility Power Station Road Isle of Grain Rochester ME3 0AR TQ589175 | 7224 |  |  |  | No |  |  | Metering Option (a) | No | [9 empty] | No | N/A |  |  | Yes | 1 | CAN-2020-GRAI07-001 | Uniper Global Commodities SE | T_GRAI-7 | 20/01/2017 | 1 | 2020/21 | 421.2 | [10 empty] | £5000 /MW | £25000 /MW | £10000 /MW | £15000 /MW | £35000 /MW | 100% | 200%
1 | GRAI08 | T-4 | Capacity Auction | 2020 | Uniper Global Commodities SE | Applications and Corresponsdence on behalf of UGC SE | Grain U8 | Transmission | CMRS | Existing Generating CMU |  | Prequalified | Opt-In |  | 1 |  |  |  |  | 0 |  | 468 |  |  | 421.2 |  |  |  | 421.2 |  |  | Grain B CCGT Unit 8 CHP element is via supply of heat to Grain LNG regasification facility Power Station Road Isle of Grain Rochester ME3 0AR TQ589175 | 7224 |  |  |  | No |  |  | Metering Option (a) | No | [9 empty] | No | N/A |  |  | Yes | 1 | CAN-2020-GRAI08-001 | Uniper Global Commodities SE | T_GRAI-8 | 20/01/2017 | 1 | 2020/21 | 421.2 | [10 empty] | £5000 /MW | £25000 /MW | £10000 /MW | £15000 /MW | £35000 /MW | 100% | 200%
2 | GRE001 | T-4 | Capacity Auction | 2020 | Uniper UK Limited |  | Grain GRE | Distribution | CMRS | New Build Generating CMU |  | Not Prequalified | Opt-In |  | 15 |  | Yes | Yes |  | 0 | Yes | 14.89 |  |  | 14.02 |  |  |  | 14.022 |  |  | Gas-fired reciprocating engine Grain CHP Power Station Isle of Grain Rochester Kent ME3 0AR TQ 881 751 | N/A |  |  |  | Yes | [13 empty] | Deferred
X | GRE001-Component |  |  |  | Uniper UK Limited | [26 empty] | Gas-fired reciprocating engine Grain CHP Power Station Isle of Grain Rochester Kent ME3 0AR TQ 881 751
X | GRE001-Component |  |  |  | Uniper UK Limited | [26 empty] | Gas-fired reciprocating engine Grain CHP Power Station Isle of Grain Rochester Kent ME3 0AR TQ 881 751
X | GRE001-Component |  |  |  | Uniper UK Limited | [26 empty] | Gas-fired reciprocating engine Grain CHP Power Station Isle of Grain Rochester Kent ME3 0AR TQ 881 751
X | GRE001-Component |  |  |  | Uniper UK Limited | [26 empty] | Gas-fired reciprocating engine Grain CHP Power Station Isle of Grain Rochester Kent ME3 0AR TQ 881 751
X | GRE001-Component |  |  |  | Uniper UK Limited | [26 empty] | Gas-fired reciprocating engine Grain CHP Power Station Isle of Grain Rochester Kent ME3 0AR TQ 881 751
X | GRE001-Component |  |  |  | Uniper UK Limited | [26 empty] | Gas-fired reciprocating engine Grain CHP Power Station Isle of Grain Rochester Kent ME3 0AR TQ 881 751
X | GRE001-Component |  |  |  | Uniper UK Limited | [26 empty] | Gas-fired reciprocating engine Grain CHP Power Station Isle of Grain Rochester Kent ME3 0AR TQ 881 751
X | GRE001-Component |  |  |  | Uniper UK Limited | [26 empty] | Gas-fired reciprocating engine Grain CHP Power Station Isle of Grain Rochester Kent ME3 0AR TQ 881 751
X | GRE001-Component |  |  |  | Uniper UK Limited | [26 empty] | Gas-fired reciprocating engine Grain CHP Power Station Isle of Grain Rochester Kent ME3 0AR TQ 881 751
1 | GRG101 | T-4 | Capacity Auction | 2020 | Uniper Global Commodities SE | Applications and Corresponsdence on behalf of UGC SE | Grain GT-1 | Transmission | CMRS | Existing Generating CMU |  | Prequalified | Opt-In |  | 1 |  |  |  |  | 0 |  | 25.257 |  |  | 23.785 |  |  |  | #N/A |  |  | OCGT from Grain U1. Fuel is Gas Oil as specified in BS 2869 Class A2 Power Station Road Isle of Grain Rochester ME3 0AR TQ589175 | 5021 |  |  |  | No |  |  |  | No | [9 empty] | No | N/A |  |  | Yes | 1 | CAN-2020-GRG101-001 | Uniper Global Commodities SE | T_GRAI1G | 20/01/2017 | 1 | 2020/21 | 23.785 | [10 empty] | £5000 /MW | £25000 /MW | £10000 /MW | £15000 /MW | £35000 /MW | 100% | 200%
2 | GRG40C | T-4 | Capacity Auction | 2020 | Uniper Global Commodities SE | Applications and Corresponsdence on behalf of UGC SE | Grain GT-4 (CEC Version) | Transmission | CMRS | Existing Generating CMU |  | Prequalified | Opt-In |  | 1 |  |  |  |  | 0 |  | 27.5 |  |  | 25.897 |  |  |  | #N/A |  |  | OCGT from Grain U4. Fuel is Gas Oil as specified in BS 2869 Class A2 Power Station Road Isle of Grain Rochester ME3 0AR TQ589175 | 5021 |  |  |  | No |  |  |  | No | [9 empty] | No | N/A |  |  | Yes | 1 | CAN-2020-GRG40C-001 | Uniper Global Commodities SE | T_GRAI4G | 20/01/2017 | 1 | 2020/21 | 25.897 | [10 empty] | £5000 /MW | £25000 /MW | £10000 /MW | £15000 /MW | £35000 /MW | 100% | 200%
1 | GRIM01 | T-4 | Capacity Auction | 2020 | RWE Cogen UK Limited |  | CMU_GRIM1 | Distribution | Non CMRS | New Build Generating CMU |  | Prequalified | Opt-In |  | 15 |  | Yes |  |  | 188340 |  | 20 |  |  | 18.834 |  |  |  | 18.834 |  |  | CMU will be formed of multiple individual gas reciprocating engine units RWE Cogen UK Ltd Moody Lane Grimsby DN31 2SW TA 253 113 | 2300000948904, 2300000948913 |  |  |  | No | No | Yes | Metering Option (a) | No |  |  | No | [6 empty] | No | Yes | 15 |  | Yes | 15 | CAN-2020-GRIM01-001 | RWE Cogen UK Limited | GRIM01 | 20/01/2017 | 15 | 2020/21 2021/22 2022/23 2023/24 2024/25 2025/26 2026/27 2027/28 2028/29 2029/30 2030/31 2031/32 2032/33 2033/34 2034/35 | 18.834 | Yes | 20/04/2018 |  |  | Yes | 01/10/2021 |  |  |  |  | £5000 /MW | £25000 /MW | £10000 /MW | £15000 /MW | £35000 /MW | 100% | 200%
2 | GRIM02 | T-4 | Capacity Auction | 2020 | Peak Power Connections Limited |  | GRIM02 | Distribution | Non CMRS | New Build Generating CMU |  | Not Prequalified | Opt-In |  | 15 |  | Yes | Yes |  | 0 | Yes | 20.28 |  |  | 19.098 |  |  |  | 19.098 |  |  | Diesel and/or gas reciprocating engines. Clayburn Rd, Grimethorpe, Barnsley S72 7BE SE 409 082 | N/A |  |  |  | Yes | [13 empty] | Deferred
1 | GRIM04 | T-4 | Capacity Auction | 2020 | NG CM 2017 Limited |  | GRIM04 | Distribution | Non CMRS | New Build Generating CMU |  | Rejected | Opt-In |  | 0 |  |  |  |  | 0 |  | 0 |  |  | 0 |  |  |  | 19.098 |  |  | Diesel and/or gas reciprocating engines. Clayburn Road, Grimethorpe, Barnsley S72 7BE SE 409 081 | N/A |  |  |  | Yes | [13 empty] | Deferred
2 | GYAR01 | T-4 | Capacity Auction | 2020 | RWE Generation UK plc |  | CMU_GYAR-1 | Distribution | CMRS | Existing Generating CMU |  | Prequalified | Opt-In |  | 1 |  |  |  |  | 0 |  | 410 |  |  | 369 |  |  |  | 369 |  |  | Great Yarmouth 1 - CCGT Great Yarmouth Power Station South Denes Road Great Yarmouth Norfolk NR30 3PY TG 530 051 | 7111 |  |  |  | No | No | Yes | Metering Option (a) | No | [9 empty] | No | N/A |  |  | Yes | 1 | CAN-2020-GYAR01-001 | RWE Generation UK plc | E_GYAR-1 | 20/01/2017 | 1 | 2020/21 | 369 | [10 empty] | £5000 /MW | £25000 /MW | £10000 /MW | £15000 /MW | £35000 /MW | 100% | 200%
1 | HALF01 | T-4 | Capacity Auction | 2020 | RYDBERG DEVELOPMENT COMPANY LIMITED |  | HALF01 | Distribution | Non CMRS | New Build Generating CMU |  | Not Prequalified | Opt-In |  | 15 |  | Yes | Yes |  | 0 | Yes | 14 |  |  | 13.184 |  |  |  | 13.184 |  |  | Gas and/or diesel reciprocating engines. Halfway Industrial Estate, Halfway, Sheffield, S20 3GZ SK 440 811 | N/A |  |  |  | Yes | [13 empty] | Deferred
2 | HALF02 | T-4 | Capacity Auction | 2020 | RYDBERG DEVELOPMENT COMPANY LIMITED |  | HALF02 | Distribution | Non CMRS | New Build Generating CMU |  | Not Prequalified | Opt-In |  | 15 |  | Yes | Yes |  | 0 | Yes | 20 |  |  | 18.834 |  |  |  | 18.834 |  |  | Gas and/or diesel reciprocating engines. Halfway Industrial Estate, Halfway, Sheffield, S20 3GZ SK 440 811 | N/A |  |  |  | Yes | [13 empty] | Deferred
1 | HAM001 | T-4 | Capacity Auction | 2020 | Walker & Son (Hauliers) Limited |  | HAMILTON | Distribution | Non CMRS | New Build Generating CMU |  | Not Prequalified | Opt-In |  | 15 |  | Yes | Yes |  | 0 | Yes | 7 |  |  | 6.592 |  |  |  | 6.592 |  |  | A 7MW new build gas fuelled generating station. Hamilton Road, Sutton-in-Ashfield, NG17 5ES SK 514 587 | N/A |  |  |  | Yes | [13 empty] | Deferred
2 | HAMP02 | T-4 | Capacity Auction | 2020 | Veolia UK Limited |  | Hampshire ERFs | Distribution | Non CMRS | Existing Generating CMU |  | Prequalified | Opt-In |  | 1 |  |  |  |  | 0 |  | 32.688 |  |  | 28.413 |  |  |  | 29.069 |  |  | Energy from waste facility located in Chineham Hampshire - Postcode RG24 8LL. It is a municipal waste incineration plant. It is based on one boiler supplying steam to one turbine-generator. Exhaust steam is condensed in a Air cooled condenser. The power factor used is 0.85 for this CMU. Whitmarsh Lane, Chineham, Basingstoke, Hampshire, RG24 8LL SU672552 | 2000052659585 |  |  |  | No | No | Yes | Metering Option (a) | No |  |  | No | [6 empty] | No | N/A |  |  | Yes | 1 | CAN-2020-HAMP02-001 | Veolia UK Limited | POERF2 MAERF2 CHERF2 | 20/01/2017 | 1 | 2020/21 | 28.413 | [10 empty] | £5000 /MW | £25000 /MW | £10000 /MW | £15000 /MW | £35000 /MW | 100% | 200%
X | HAMP02-Component |  |  |  | Veolia UK Limited | [26 empty] | Energy from waste facility located in Marchwood Hampshire - Postcode SO40 4BD. It is a municipal waste incineration plant. It is based on two boilers supplying steam to one turbine-generator. Exhaust steam is condensed in a water condenser. The site normally operates at baseload. The power factor used is 0.85 for this CMU. Marchwood Industrial Park, Oceanic Way, Southampton, Hampshire, SO40 4BD SU396112
X | HAMP02-Component |  |  |  | Veolia UK Limited | [26 empty] | Energy from waste facility located in Portsmouth Hampshire Postcode PO3 5QH. It is a municipal waste incineration plant. It is based on two boilers supplying steam to one turbine generator. Exhaust steam is condensed in a Air cooled condenser. The site normally operates at baseload. The power factor used is 0.85 for this CMU. Quartremaine Road, Portsmouth, Hampshire, PO3 5QH SU666029
1 | HARC01 | T-4 | Capacity Auction | 2020 | RYDBERG DEVELOPMENT COMPANY LIMITED |  | HARC01 | Distribution | Non CMRS | New Build Generating CMU |  | Not Prequalified | Opt-In |  | 15 |  | Yes | Yes |  | 0 | Yes | 6 |  |  | 5.65 |  |  |  | 5.65 |  |  | Gas and/or diesel reciprocating engines. Harcourt Hill Oxford OX2 9AT SP 486 043 | N/A |  |  |  | Yes | [13 empty] | Deferred
2 | HAVE01 | T-4 | Capacity Auction | 2020 | RYDBERG DEVELOPMENT COMPANY LIMITED |  | HAVE01 | Distribution | Non CMRS | New Build Generating CMU |  | Prequalified | Opt-In |  | 15 |  | Yes | Yes |  | 56500 |  | 6 |  |  | 5.65 |  |  |  | 5.65 |  |  | Gas and/or diesel reciprocating engines. Haverton Hill Road Stockton-on-Tees Billingham TS23 1PS NZ 473 217 | N/A |  |  |  | Yes | [13 empty] | Deferred | Yes | 15 |  | Yes | 15 | CAN-2020-HAVE01-001 | RYDBERG DEVELOPMENT COMPANY LIMITED | 1 | 20/01/2017 | 15 | 2020/21 2021/22 2022/23 2023/24 2024/25 2025/26 2026/27 2027/28 2028/29 2029/30 2030/31 2031/32 2032/33 2033/34 2034/35 | 5.65 | Yes | 20/04/2018 | Yes | 01/04/2019 | Yes | 01/10/2021 |  |  | Yes | 01/10/2021 | £5000 /MW | £25000 /MW | £10000 /MW | £15000 /MW | £35000 /MW | 100% | 200%
1 | HEARTa | T-4 | Capacity Auction | 2020 | Rolls-Royce Power Development Limited |  | Heartlands Power | Distribution | Non CMRS | Existing Generating CMU |  | Prequalified | Opt-In |  | 1 |  |  |  |  | 0 |  | 50 |  |  | 47.085 |  |  |  | 47.085 |  |  | The auxiliary load is minimal (1MW) and have been removed from the metering assessment when calculating the maximum generating output Fort Parkway, Heartlands, Birmingham, B24 9QT SP131903 | E_FDUN-1 |  |  |  | No | No | Yes | Metering Option (a) | No |  |  | No | [6 empty] | No | N/A |  |  | Yes | 1 | CAN-2020-HEARTa-001 | Rolls-Royce Power Development Limited | Turbine_1 | 20/01/2017 | 1 | 2020/21 | 47.085 | [10 empty] | £5000 /MW | £25000 /MW | £10000 /MW | £15000 /MW | £35000 /MW | 100% | 200%
2 | HEARTb | T-4 | Capacity Auction | 2020 | Rolls-Royce Power Development Limited |  | Heartlands Power | Distribution | Non CMRS | Existing Generating CMU |  | Prequalified | Opt-In |  | 1 |  |  |  |  | 0 |  | 50 |  |  | 47.085 |  |  |  | 47.085 |  |  | The auxiliary load is minimal (1MW) and have been removed from the metering assessment when calculating the maximum generating output Fort Parkway, Heartlands, Birmingham, B24 9QT SP131903 | E_FDUN-1 |  |  |  | No | No | Yes | Metering Option (a) | No |  |  | No | [6 empty] | No | N/A |  |  | Yes | 1 | CAN-2020-HEARTb-001 | Rolls-Royce Power Development Limited | Turbine_1 | 20/01/2017 | 1 | 2020/21 | 47.085 | [10 empty] | £5000 /MW | £25000 /MW | £10000 /MW | £15000 /MW | £35000 /MW | 100% | 200%
1 | High01 | T-4 | Capacity Auction | 2020 | REG Highfield Limited |  | Highfield 01 | Distribution | Non CMRS | New Build Generating CMU |  | Prequalified | Opt-In |  | 15 |  | Yes |  |  | 0 |  | 13.5 |  |  | 12.713 |  |  |  | 12.713 |  |  | Bio-liquid fuelled distribution connected generation station Highfield Farm Royston Road Litlington Royston Cambridgeshire SG8 9NJ TL319411 | N/A |  |  |  | Yes | [13 empty] | Deferred | Yes | 15 |  | No | N/A
2 | HILC01 | T-4 | Capacity Auction | 2020 | RYDBERG DEVELOPMENT COMPANY LIMITED |  | HILC01 | Distribution | Non CMRS | New Build Generating CMU |  | Not Prequalified | Opt-In |  | 15 |  | Yes | Yes |  | 0 | Yes | 20 |  |  | 18.834 |  |  |  | 18.834 |  |  | Gas and/or diesel reciprocating engines. Fordbridge Ln, Blackwell, Alfreton DE55 5NS SK 448 579 | N/A |  |  |  | Yes | [13 empty] | Deferred
1 | HILL01 | T-4 | Capacity Auction | 2020 | Peak Power Connections Limited |  | HILL01 | Distribution | Non CMRS | New Build Generating CMU |  | Not Prequalified | Opt-In |  | 15 |  | Yes | Yes |  | 0 | Yes | 20.28 |  |  | 19.098 |  |  |  | 19.098 |  |  | Diesel and/or gas reciprocating engines. Westgate One, Westgate, Aldridge, Walsall, WS9 8EX SK 045 009 | N/A |  |  |  | Yes | [13 empty] | Deferred
2 | HN3008 | T-4 | Capacity Auction | 2020 | ERF Way Limited |  | ERF Way | Distribution | CMRS | New Build Generating CMU |  | Prequalified | Opt-In |  | 15 |  | Yes |  |  | 0 |  | 20.818 |  |  | 19.604 |  |  |  | 19.604 |  |  | Gas fired reciprocating engines E.r.f Way, Middlewich CW10 0QJ SJ717656 | N/A |  |  |  | No |  |  | Metering Option (a) | [10 empty] | No | Yes | 15 |  | Yes | 15 | CAN-2020-HN3008-001 | ERF Way Limited | HN3008 | 20/01/2017 | 15 | 2020/21 2021/22 2022/23 2023/24 2024/25 2025/26 2026/27 2027/28 2028/29 2029/30 2030/31 2031/32 2032/33 2033/34 2034/35 | 19.604 | Yes | 20/04/2018 |  |  | Yes | 01/10/2021 |  |  |  |  | £5000 /MW | £25000 /MW | £10000 /MW | £15000 /MW | £35000 /MW | 100% | 200%
1 | HOGS01 | T-4 | Capacity Auction | 2020 | RYDBERG DEVELOPMENT COMPANY LIMITED |  | HOGS01 | Distribution | Non CMRS | New Build Generating CMU |  | Not Prequalified | Opt-In |  | 15 |  | Yes | Yes |  | 0 | Yes | 5 |  |  | 4.709 |  |  |  | 4.709 |  |  | Gas and/or diesel reciprocating engines. Springfield Farm, Glendon, Kettering NN14 1QA. SP 848 817 | N/A |  |  |  | Yes | [13 empty] | Deferred
2 | HP7-16 | T-4 | Capacity Auction | 2020 | EDF Energy Nuclear Generation Limited |  | Hinkley Point B Power Station CMU 7 | Transmission | CMRS | Existing Generating CMU |  | Prequalified | Opt-In |  | 1 |  |  |  |  | 0 |  | 534.255 |  |  | 450.698 |  |  |  | 450.698 |  |  | Hinkley Point B Power Station CMU 7: [HP7-16] T_HINB-7 + (50% x T_HINB-D) EDF Energy, Hinkley Point B power station, Nr Bridgwater, Somerset, TA5 1UD ST 213 461 | 6003 |  |  |  | No |  |  | Metering Option (a) | No | [9 empty] | No | N/A |  |  | Yes | 1 | CAN-2020-HP7-16-001 | EDF Energy Nuclear Generation Limited | T_HINB-7 | 20/01/2017 | 1 | 2020/21 | 450.698 | [10 empty] | £5000 /MW | £25000 /MW | £10000 /MW | £15000 /MW | £35000 /MW | 100% | 200%
1 | HP8-16 | T-4 | Capacity Auction | 2020 | EDF Energy Nuclear Generation Limited |  | Hinkley Point B Power Station CMU 8 | Transmission | CMRS | Existing Generating CMU |  | Prequalified | Opt-In |  | 1 |  |  |  |  | 0 |  | 526.745 |  |  | 444.362 |  |  |  | 444.362 |  |  | Hinkley Point B Power Station CMU 8: [HP8-16] T_HINB-8 + (50% x T_HINB-D) EDF Energy, Hinkley Point B power station, Nr Bridgwater, Somerset, TA5 1UD ST 213 461 | 6003 |  |  |  | No |  |  | Metering Option (a) | No | [9 empty] | No | N/A |  |  | Yes | 1 | CAN-2020-HP8-16-001 | EDF Energy Nuclear Generation Limited | T_HINB-8 | 20/01/2017 | 1 | 2020/21 | 444.362 | [10 empty] | £5000 /MW | £25000 /MW | £10000 /MW | £15000 /MW | £35000 /MW | 100% | 200%
2 | HPL_02 | T-4 | Capacity Auction | 2020 | Hirwaun Power Limited |  | Hirwaun | Transmission | CMRS | New Build Generating CMU |  | Prequalified | Opt-In |  | 15 |  | Yes |  |  | 0 |  | 299 |  |  | 281.568 |  |  |  | 281.568 |  |  | A simple cycle gas fired power generating plant Land at Hirwaun Industrial Estate, near Aberdare, in Rhondda Cynon Taf, Wales, CF44 9UY SN 938 061 | N/A |  |  |  | Yes | [13 empty] | Deferred | Yes | 15 |  | No | N/A
1 | HR1-16 | T-4 | Capacity Auction | 2020 | EDF Energy Nuclear Generation Limited |  | Hartlepool Power Station CMU 1 | Transmission | CMRS | Existing Generating CMU |  | Prequalified | Opt-In |  | 1 |  |  |  |  | 0 |  | 605.073 |  |  | 510.44 |  |  |  | 510.44 |  |  | Hartlepool Power Station CMU 1: [HR1-16] T_HRTL-1 EDF Energy, Hartlepool power station, Tees Road, Hartlepool, TS25 2BZ NZ 530 270 | 6008 |  |  |  | No |  |  | Metering Option (a) | No | [9 empty] | No | N/A |  |  | Yes | 1 | CAN-2020-HR1-16-001 | EDF Energy Nuclear Generation Limited | T_HRTL-1 | 20/01/2017 | 1 | 2020/21 | 510.44 | [10 empty] | £5000 /MW | £25000 /MW | £10000 /MW | £15000 /MW | £35000 /MW | 100% | 200%
2 | HR2-16 | T-4 | Capacity Auction | 2020 | EDF Energy Nuclear Generation Limited |  | Hartlepool Power Station CMU 2 | Transmission | CMRS | Existing Generating CMU |  | Prequalified | Opt-In |  | 1 |  |  |  |  | 0 |  | 605.628 |  |  | 510.908 |  |  |  | 510.908 |  |  | Hartlepool Power Station CMU 2: [HR2-16] T_HRTL-2 EDF Energy, Hartlepool power station, Tees Road, Hartlepool, TS25 2BZ NZ 530 270 | 6008 |  |  |  | No |  |  | Metering Option (a) | No | [9 empty] | No | N/A |  |  | Yes | 1 | CAN-2020-HR2-16-001 | EDF Energy Nuclear Generation Limited | T_HRTL-2 | 20/01/2017 | 1 | 2020/21 | 510.908 | [10 empty] | £5000 /MW | £25000 /MW | £10000 /MW | £15000 /MW | £35000 /MW | 100% | 200%
1 | Hrwaun | T-4 | Capacity Auction | 2020 | Enersyst Limited |  | Hirwaun | Distribution | Non CMRS | New Build Generating CMU |  | Not Prequalified | Opt-In |  | 15 |  | Yes | Yes |  | 0 | Yes | 9.1 |  |  | 8.569 |  |  |  | 8.569 |  |  | 5 x 2.0 MW OCGT gas reciprocating engines Hirwaun House, Hirwaun Industrial Estate, Hirwaun CF44 9UL SN 932 061 | N/A |  |  |  | Yes | [13 empty] | Deferred
2 | HSGFEA | T-4 | Capacity Auction | 2020 | Featherstone Energy Limited |  | Featherstone | Distribution | Non CMRS | New Build Generating CMU |  | Prequalified | Opt-In |  | 15 |  | Yes | Yes |  | 0 |  | 7.701 |  |  | 7.252 |  |  |  | 7.252 |  |  | 4 x 2MW reciprocating engines Featherstone Energy Limited, Commonside Lane, Featherstone, W Yorks, WF7 5DF SE412204 | N/A |  |  |  | Yes | [13 empty] | Deferred | Yes | 15 |  | No | N/A
1 | HSGMAL | T-4 | Capacity Auction | 2020 | Maltby Energy Limited |  | Maltby | Distribution | Non CMRS | New Build Generating CMU |  | Not Prequalified | Opt-In |  | 15 |  | Yes | Yes |  | 0 | Yes | 10 |  |  | 9.417 |  |  |  | 9.417 |  |  | 5 x 2MW gas fuelled reciprocating engines Maltby Energy Limited, Maltby Colliery, Tickhill Road, Maltby, South Yorkshire. S66 7QW SK551921 | N/A |  |  |  | Yes | [13 empty] | Deferred
2 | HSGMON | T-4 | Capacity Auction | 2020 | Monckton Energy Limited |  | Monckton | Distribution | Non CMRS | New Build Generating CMU |  | Not Prequalified | Opt-In |  | 15 |  | Yes | Yes |  | 0 | Yes | 6.5 |  |  | 6.121 |  |  |  | 6.121 |  |  | 2 x 2MW, 1 x 2.5MW Gas fuelled reciprocating engines Monckton Energy Limited, Lundhill Lane, Royston, Barnsley, South Yorkshire. S71 4BD SE374118 | N/A |  |  |  | Yes | [13 empty] | Deferred
1 | HSGSEL | T-4 | Capacity Auction | 2020 | Selby Energy Limited |  | Selby | Distribution | Non CMRS | New Build Generating CMU |  | Prequalified | Opt-In |  | 15 |  | Yes | Yes |  | 0 |  | 20 |  |  | 18.834 |  |  |  | 18.834 |  |  | 10 x 2 Mw Gas fuelled reciprocating engines Selby Energy Limited, Selby Road, Northpoint Business Park, Eggborough, North Yorkshire. DN14 0JT SE567243 | N/A |  |  |  | Yes | [13 empty] | Deferred
2 | HU7-16 | T-4 | Capacity Auction | 2020 | EDF Energy Nuclear Generation Limited |  | Hunterston B Power Station CMU 7 | Transmission | CMRS | Existing Generating CMU |  | Prequalified | Opt-In |  | 1 |  |  |  |  | 0 |  | 536.466 |  |  | 452.563 |  |  |  | 452.563 |  |  | Hunterston B Power Station CMU 7: [HU7-16] T_HUNB-7 + (50% x T_HUNB-D) + (50% x E_HUNB-11S) EDF Energy, Hunterston B power station, West Kilbride, Ayrshire, KA23 9QX NS 185 515 | 8301, 8310 |  |  |  | No |  |  | Metering Option (a) | No | [9 empty] | No | N/A |  |  | Yes | 1 | CAN-2020-HU7-16-001 | EDF Energy Nuclear Generation Limited | T_HUNB-7 | 20/01/2017 | 1 | 2020/21 | 452.563 | [10 empty] | £5000 /MW | £25000 /MW | £10000 /MW | £15000 /MW | £35000 /MW | 100% | 200%
1 | HU8-16 | T-4 | Capacity Auction | 2020 | EDF Energy Nuclear Generation Limited |  | Hunterston B Power Station CMU 8 | Transmission | CMRS | Existing Generating CMU |  | Prequalified | Opt-In |  | 1 |  |  |  |  | 0 |  | 537.534 |  |  | 453.464 |  |  |  | 453.464 |  |  | Hunterston B Power Station CMU 8: [HU8-16] T_HUNB-8 + (50% x T_HUNB-D) + (50% x E_HUNB-11S) EDF Energy, Hunterston B power station, West Kilbride, Ayrshire, KA23 9QX NS 185 515 | 8301, 8310 |  |  |  | No |  |  | Metering Option (a) | No | [9 empty] | No | N/A |  |  | Yes | 1 | CAN-2020-HU8-16-001 | EDF Energy Nuclear Generation Limited | T_HUNB-8 | 20/01/2017 | 1 | 2020/21 | 453.464 | [10 empty] | £5000 /MW | £25000 /MW | £10000 /MW | £15000 /MW | £35000 /MW | 100% | 200%
2 | Hull01 | T-4 | Capacity Auction | 2020 | REG Hull Ltd |  | Hull01 | Distribution | Non CMRS | New Build Generating CMU |  | Prequalified | Opt-In |  | 15 |  | Yes |  |  | 0 |  | 19.8 |  |  | 18.646 |  |  |  | 18.646 |  |  | Bio-liquid fuelled distribution connected generation station Substation at Saltend Lane Preston East Riding of Yorkshire HU12 8EY TA163288 | N/A |  |  |  | Yes | [13 empty] | Deferred | Yes | 15 |  | No | N/A
1 | HUT123 | T-4 | Capacity Auction | 2020 | HUTHWAITE SOLAR FARM LIMITED |  | HUTHWAITE | Distribution | Non CMRS | New Build Generating CMU |  | Not Prequalified | Opt-In |  | 15 |  | Yes |  |  | 0 | Yes | 5 |  |  | 4.709 |  |  |  | #N/A |  |  | NEW BUILD GAS FUELLED GENERATING STATION TWINYARDS FARM HUTHWAITE LANE ALFRETON DE55 5HW SK 458 587 | N/A |  |  |  | Yes | [13 empty] | Deferred
2 | HY1116 | T-4 | Capacity Auction | 2020 | EDF Energy Nuclear Generation Limited |  | Heysham 1 Power Station CMU 1 | Transmission | CMRS | Existing Generating CMU |  | Prequalified | Opt-In |  | 1 |  |  |  |  | 0 |  | 513.633 |  |  | 433.301 |  |  |  | 433.301 |  |  | Heysham 1 Power Station CMU 1: [HY1116] T_HEYM11 EDF Energy, Heysham 1 power station, Morecambe, Lancashire, LA3 2XF SD 400 598 | 6010 |  |  |  | No |  |  | Metering Option (a) | No | [9 empty] | No | N/A |  |  | Yes | 1 | CAN-2020-HY1116-001 | EDF Energy Nuclear Generation Limited | T_HEYM11 | 20/01/2017 | 1 | 2020/21 | 433.301 | [10 empty] | £5000 /MW | £25000 /MW | £10000 /MW | £15000 /MW | £35000 /MW | 100% | 200%
1 | HY1216 | T-4 | Capacity Auction | 2020 | EDF Energy Nuclear Generation Limited |  | Heysham 1 Power Station CMU 2 | Transmission | CMRS | Existing Generating CMU |  | Prequalified | Opt-In |  | 1 |  |  |  |  | 0 |  | 595.712 |  |  | 502.543 |  |  |  | 502.543 |  |  | Heysham 1 Power Station CMU 2: [HY1216] T_HEYM12 EDF Energy, Heysham 1 power station, Morecambe, Lancashire, LA3 2XF SD 400 598 | 6010 |  |  |  | No |  |  | Metering Option (a) | No | [9 empty] | No | N/A |  |  | Yes | 1 | CAN-2020-HY1216-001 | EDF Energy Nuclear Generation Limited | T_HEYM12 | 20/01/2017 | 1 | 2020/21 | 502.543 | [10 empty] | £5000 /MW | £25000 /MW | £10000 /MW | £15000 /MW | £35000 /MW | 100% | 200%
2 | HY2716 | T-4 | Capacity Auction | 2020 | EDF Energy Nuclear Generation Limited |  | Heysham 2 Power Station CMU 7 | Transmission | CMRS | Existing Generating CMU |  | Prequalified | Opt-In |  | 1 |  |  |  |  | 0 |  | 646.993 |  |  | 545.803 |  |  |  | 545.803 |  |  | Heysham 2 Power Station CMU 7: [HY2716] T_HEYM27 + (50% x T_HEYM2-D) EDF Energy, Heysham 2 power station, Morecambe, Lancashire, LA3 2XH SD 401 595 | 6012 |  |  |  | No |  |  | Metering Option (a) | No | [9 empty] | No | N/A |  |  | Yes | 1 | CAN-2020-HY2716-001 | EDF Energy Nuclear Generation Limited | T_HEYM27 | 20/01/2017 | 1 | 2020/21 | 545.803 | [10 empty] | £5000 /MW | £25000 /MW | £10000 /MW | £15000 /MW | £35000 /MW | 100% | 200%
1 | HY2816 | T-4 | Capacity Auction | 2020 | EDF Energy Nuclear Generation Limited |  | Heysham 2 Power Station CMU 8 | Transmission | CMRS | Existing Generating CMU |  | Prequalified | Opt-In |  | 1 |  |  |  |  | 0 |  | 647.429 |  |  | 546.171 |  |  |  | 546.171 |  |  | Heysham 2 Power Station CMU 8: [HY2816] T_HEYM28 + (50% x T_HEYM2-D) EDF Energy, Heysham 2 power station, Morecambe, Lancashire, LA3 2XH SD 401 595 | 6012 |  |  |  | No |  |  | Metering Option (a) | No | [9 empty] | No | N/A |  |  | Yes | 1 | CAN-2020-HY2816-001 | EDF Energy Nuclear Generation Limited | T_HEYM28 | 20/01/2017 | 1 | 2020/21 | 546.171 | [10 empty] | £5000 /MW | £25000 /MW | £10000 /MW | £15000 /MW | £35000 /MW | 100% | 200%
2 | Hyde16 | T-4 | Capacity Auction | 2020 | Sun and Soil Solar Farms Limited |  | Hydes Lane | Distribution | Non CMRS | New Build Generating CMU | Yes | Rejected | Opt-In |  | 0 |  |  |  |  | 0 |  | 0 |  |  | 0 |  |  |  | 1.204 |  |  | 1.25MW/6.1MWh lithium ion battery storage site Watling St, Hinckley LE10 3EG, UK SP 410 923 | N/A | [17 empty] | Deferred
1 | HYTHE2 | T-4 | Capacity Auction | 2020 | RWE Cogen UK (Hythe) Limited |  | CMU_HYTHE | Distribution | CMRS | Existing Generating CMU |  | Prequalified | Opt-In |  | 1 |  |  |  |  | 0 |  | 49.9 |  |  | 44.91 |  |  |  | 44.91 |  |  | Hythe Power Station - Auxiliary load behind boundary meter RWE Cogen UK (Hythe) Ltd Charleston Road Hardley Hythe Southampton SO45 3BP SU 435 057 | 7174 |  |  |  | No | No | Yes |  | No | [9 empty] | No | N/A |  |  | Yes | 1 | CAN-2020-HYTHE2-001 | RWE Cogen UK (Hythe) Limited | E_HYTHE | 20/01/2017 | 1 | 2020/21 | 44.91 | [10 empty] | £5000 /MW | £25000 /MW | £10000 /MW | £15000 /MW | £35000 /MW | 100% | 200%
2 | ICHP02 | T-4 | Capacity Auction | 2020 | VPI Immingham LLP |  | Immingham CHP | Transmission | CMRS | Existing Generating CMU |  | Prequalified | Opt-In |  | 1 |  |  |  |  | 0 |  | 1320 |  |  | 1188 |  |  |  | 1188 |  |  | Gas CHP on South bank of river Humber providing electricity and industrial steam Rosper Road South Killingholme Immingham DN40 3DZ TA167171 | 7168 |  |  |  | No |  |  |  | No | [9 empty] | No | N/A |  |  | Yes | 1 | CAN-2020-ICHP02-001 | VPI Immingham LLP | T_HUMR-1 | 20/01/2017 | 1 | 2020/21 | 1188 | [10 empty] | £5000 /MW | £25000 /MW | £10000 /MW | £15000 /MW | £35000 /MW | 100% | 200%
1 | IFA_16 | T-4 | Capacity Auction | 2020 | National Grid Interconnectors Limited |  | Interconnexion France Angleterre | Transmission | CMRS | Existing Interconnector CMU |  | Prequalified | Opt-In |  | 1 |  |  |  |  | 0 |  | 1988 |  |  | 1192.8 |  |  |  | 1192.8 |  |  | Interconnexion France Angleterre (IFA) 2,000MW high voltage direct current link between the French and GB transmission systems. TR 082382 | 1026 | [17 empty] | No | N/A |  |  | Yes | 1 | CAN-2020-IFA_16-001 | National Grid Interconnectors Limited | I_IEG-FRAN1 | 20/01/2017 | 1 | 2020/21 | 1192.8 | [8 empty] | Yes |  | £5000 /MW | £25000 /MW | £10000 /MW | £15000 /MW | £35000 /MW | 100% | 200%
2 | IGCOSO | T-4 | Capacity Auction | 2020 | Coryton Energy Company Ltd |  | Coryton | Transmission | CMRS | Existing Generating CMU |  | Prequalified | Opt-In |  | 1 |  |  |  |  | 0 |  | 782 |  |  | 703.8 |  |  |  | 703.8 |  |  | A CCGT station consisting of two Alstom GT26 gas turbines and a steam turbine and is based near Stanford-le-hope in Essex, England. Each turbine is individually metered with output being the total of all three turbines net of any auxillary load. The Manor Way, Stanford-le-Hope, Essex, SS17 9GN TQ 739 822 | MSID 7112 7113 7114 |  |  |  | No |  |  |  | No | [9 empty] | No | N/A |  |  | Yes | 1 | CAN-2020-IGCOSO-001 | Coryton Energy Company Ltd | T_COSO-1 | 20/01/2017 | 1 | 2020/21 | 703.8 | [10 empty] | £5000 /MW | £25000 /MW | £10000 /MW | £15000 /MW | £35000 /MW | 100% | 200%
1 | IGGATE | T-4 | Capacity Auction | 2020 | Gateway Energy Centre Limited |  | Gateway Energy Centre | Transmission | CMRS | New Build Generating CMU |  | Prequalified | Opt-In |  | 15 |  | Yes |  |  | 0 |  | 1217 |  |  | 1095.3 |  |  |  | 1095.3 |  |  | A new combined cycle power station comprising the latest technology gas turbine(s), heat recovery steam generator(s), steam turbine(s) and associated balance of plant. This will be constructed on brownfield land in Stanford-Le-Hope, Essex. Metering of output is Net of auxillary load. Corringham, Stanford-le-Hope, Essex SS17 9LP UK TQ 732 821 | N/A |  |  |  | No |  |  |  | No | [9 empty] | Yes | Yes | 15 |  | No | N/A
2 | IGROCK | T-4 | Capacity Auction | 2020 | Rocksavage Power Company Ltd |  | Rocksavage | Transmission | CMRS | Existing Generating CMU |  | Prequalified | Opt-In |  | 1 |  |  |  |  | 0 |  | 830 |  |  | 747 |  |  |  | 747 |  |  | A CCGT station consisting of two Alstom GT26A gas turbines, with an Alstom heat recovery steam generator each that produces steam for one ABB steam turbine and is based near Runcorn in Cheshire. Metering of output is Net of auxillary load. Cow Hey Lane, Runcorn, Cheshire, WA7 4FZ SJ 517 800 | MSID7050 |  |  |  | No |  |  |  | No | [9 empty] | No | N/A |  |  | Yes | 1 | CAN-2020-IGROCK-001 | Rocksavage Power Company Ltd | T_ROCK-1 | 20/01/2017 | 1 | 2020/21 | 747 | [10 empty] | £5000 /MW | £25000 /MW | £10000 /MW | £15000 /MW | £35000 /MW | 100% | 200%
1 | IGSPEL | T-4 | Capacity Auction | 2020 | Spalding Energy Expansion Limited |  | Spalding Energy Expansion | Transmission | CMRS | New Build Generating CMU |  | Prequalified | Opt-In |  | 15 |  | Yes |  |  | 0 |  | 680 |  |  | 612 |  |  |  | 612 |  |  | A new combined cycle power station comprising the latest technology gas turbine(s), heat recovery steam generator(s), steam turbine(s) and associated balance of plant. This will be constructed on brownfield land in Stanford-Le-Hope, Essex. Metering of output is Net of auxillary load. West Marsh Road Spalding Lincolnshire PE11 2BB TF 257 244 | N/A |  |  |  | No |  |  |  | No | [9 empty] | No | Yes | 15 |  | No | N/A
2 | IGSPEO | T-4 | Capacity Auction | 2020 | Spalding Energy Expansion Limited |  | Spalding Energy Expansion | Transmission | CMRS | New Build Generating CMU |  | Prequalified | Opt-In |  | 15 |  | Yes |  |  | 2985190 |  | 317 |  |  | 298.519 |  |  |  | 298.519 |  |  | A new open cycle power station comprising gas turbine(s) and associated balance of plant. This will be constructed on brownfield land in Spalding, Lincolnshire. Metering of output is Net of auxillary load. West Marsh Road Spalding Lincolnshire PE11 2BB TF 257 244 | N/A |  |  |  | No |  |  |  | No | [9 empty] | No | Yes | 15 |  | Yes | 15 | CAN-2020-IGSPEO-001 | Spalding Energy Expansion Limited | T_SPLN-3 | 20/01/2017 | 15 | 2020/21 2021/22 2022/23 2023/24 2024/25 2025/26 2026/27 2027/28 2028/29 2029/30 2030/31 2031/32 2032/33 2033/34 2034/35 | 298.519 | Yes | 20/04/2018 |  |  | Yes | 01/10/2021 |  |  |  |  | £5000 /MW | £25000 /MW | £10000 /MW | £15000 /MW | £35000 /MW | 100% | 200%
1 | IGSPLN | T-4 | Capacity Auction | 2020 | Spalding Energy Company Ltd |  | Spalding | Transmission | CMRS | Existing Generating CMU |  | Prequalified | Opt-In |  | 1 |  |  |  |  | 0 |  | 903 |  |  | 812.7 |  |  |  | 812.7 |  |  | A CCGT station consisting of two General Electric 9FA+e gas turbines with two VOGT-NEM heat recovery steam generators and one Hitachi steam turbine and is based near Spalding in Lincolnshire. Each turbine is individually metered with output being the total of all three turbines net of any auxillary load. West Marsh Road, Spalding, Lincolnshire, PE11 2BB TF 259 244 | MSID7175 |  |  |  | No |  |  |  | No | [9 empty] | No | N/A |  |  | Yes | 1 | CAN-2020-IGSPLN-001 | Spalding Energy Company Ltd | T_SPLN-1 | 20/01/2017 | 1 | 2020/21 | 812.7 | [10 empty] | £5000 /MW | £25000 /MW | £10000 /MW | £15000 /MW | £35000 /MW | 100% | 200%
2 | IL3159 | T-4 | Capacity Auction | 2020 | Green Frog Power 214 Limited |  | Willoughby Peak CMU | Distribution | Non CMRS | New Build Generating CMU |  | Prequalified | Opt-In |  | 1 |  |  |  |  | 0 |  | 6.4 |  |  | 6.027 |  |  |  | #N/A |  |  | Additional capacity alongside other plant at Willoughby. The site generates at unity and therefore a power factor of 1.0 has been used to convert MVA to MW. The Financial Milestone was been completed before the previous auction. West Thorpe, Willoughby on the Wolds, LE12 6TD SK626257 | NA |  |  |  | Yes | [13 empty] | Yes | Yes | 1 |  | Yes | 1 | CAN-2020-IL3159-001 | Green Frog Power 214 Limited | IL3159 | 20/01/2017 | 1 | 2020/21 | 6.027 |  |  |  |  | Yes | 01/10/2021 |  |  | Yes | 01/10/2021 | £5000 /MW | £25000 /MW | £10000 /MW | £15000 /MW | £35000 /MW | 100% | 200%
1 | INAW01 | T-4 | Capacity Auction | 2020 | SSE Generation Ltd. |  | Inverawe | Distribution | Non CMRS | Refurbishing Generating CMU |  | Prequalified | Opt-In |  | 15 |  |  |  |  | 0 |  | 25 |  |  |  | 21.54 | 21.54 | Opt-In |  | 21.54 | 21.54 | Post-refurbishment generating unit Inverawe Power Station, Inverawe, by Taynuilt, Argyll, PA35 1HU NN016321 | 1700051733810 |  |  |  | No | No | Yes | Metering Option (a) | No |  |  | No | [6 empty] | No | Yes | 15 | Pre & Post Refurbishing | Yes | 1 | CAN-2020-INAW01-001 | SSE Generation Ltd. | INAW-1 INAW-1 | 20/01/2017 | 1 | 2020/21 | 21.54 |  |  |  |  | Yes | 01/10/2020 |  |  |  |  | £5000 /MW | £25000 /MW | £10000 /MW | £15000 /MW | £35000 /MW | 100% | 200%
X | INAW01-Component |  |  |  | SSE Generation Ltd. | [26 empty] | Pre-refurbishment generating unit
2 | INDQ_1 | T-4 | Capacity Auction | 2020 | Indian Queens Power Limited |  | Indian Queens | Transmission | CMRS | Existing Generating CMU |  | Prequalified | Opt-In |  | 1 |  |  |  |  | 0 |  | 140 |  |  | 131.838 |  |  |  | 131.838 |  |  | Indian Queens Power Station. Extra information: Technology Class and Fuel Type: "OCGT and Reciprocating Engines: Diesel". Indian Queens Power Station St. Dennis St. Austell PL26 8BY SW940591 | 7048 |  |  |  | No |  |  |  | No | [9 empty] | No | N/A |  |  | Yes | 1 | CAN-2020-INDQ_1-001 | Indian Queens Power Limited | T_INDQ-1 | 20/01/2017 | 1 | 2020/21 | 131.838 | [10 empty] | £5000 /MW | £25000 /MW | £10000 /MW | £15000 /MW | £35000 /MW | 100% | 200%
1 | INEOS1 | T-4 | Capacity Auction | 2020 | INEOS Nitriles (UK) Ltd |  | INEOS Nitriles (UK) Ltd | Distribution | Non CMRS | Existing Generating CMU |  | Prequalified | Opt-In |  | 1 |  |  |  |  | 0 |  | 51 |  |  | 45.9 |  |  |  | 46.033 |  |  | CHP - Auxillary load behind boundary meter - Location TS2 1UB INEOS Nitriles (UK) Limited Seal Sands, P.O. Box 62 Middlesbrough, Cleveland TS2 1UB NZ530236 | 1594001005774 & 1574000216135 |  |  |  | No | No | Yes | Metering Option (a) | No |  |  | No | [6 empty] | No | N/A |  |  | Yes | 1 | CAN-2020-INEOS1-001 | INEOS Nitriles (UK) Ltd | INEOS1 | 20/01/2017 | 1 | 2020/21 | 45.9 | [10 empty] | £5000 /MW | £25000 /MW | £10000 /MW | £15000 /MW | £35000 /MW | 100% | 200%
2 | IPSW-A | T-4 | Capacity Auction | 2020 | Balance Power Limited |  | Ipswich Docks A | Distribution | Non CMRS | New Build Generating CMU |  | Prequalified | Opt-In |  | 15 |  | Yes | Yes |  | 188340 |  | 20 |  |  | 18.834 |  |  |  | 18.834 |  |  | CMU Component is 500kVA reciprocating diesel engine. Balance Power Ltd, Customs House, Ipswich Docks, Ipswich, Suffolk, IP3 0DP TM168422 | N/A |  |  |  | Yes | [13 empty] | Deferred | Yes |  |  | Yes | 15 | CAN-2020-IPSW-A-001 | Balance Power Limited | IPSW-A | 20/01/2017 | 15 | 2020/21 2021/22 2022/23 2023/24 2024/25 2025/26 2026/27 2027/28 2028/29 2029/30 2030/31 2031/32 2032/33 2033/34 2034/35 | 18.834 | Yes | 20/04/2018 | Yes | 01/04/2019 | Yes | 01/10/2021 |  |  | Yes | 01/10/2021 | £5000 /MW | £25000 /MW | £10000 /MW | £15000 /MW | £35000 /MW | 100% | 200%
1 | IPSW-B | T-4 | Capacity Auction | 2020 | Equivalence Energy Limited |  | Ipswich Docks B | Distribution | Non CMRS | New Build Generating CMU |  | Rejected | Opt-In |  | 0 |  |  |  |  | 0 |  | 0 |  |  | 0 |  |  |  | 18.834 |  |  | CMU Component is 500kVA reciprocating diesel engine. Equivalence Energy, Customs House, Ipswich Docks, Ipswich, Suffolk, IP3 0DP TM168422 | N/A |  |  |  | Yes | [13 empty] | Deferred
2 | IRWE02 | T-4 | Capacity Auction | 2020 | Irwell Power Limited |  | Irwell Power | Distribution | Non CMRS | New Build Generating CMU |  | Prequalified | Opt-In |  | 15 |  | Yes | Yes |  | 0 | Yes | 16 |  |  | 15.067 |  |  |  | 15.067 |  |  | 16 MW power plant comprising 8 x 2MW gas reciprocating engines. Power plant will be connected to the local distribution network and local gas network. Unit 19, 20, Peel IE, Chamberhall Street, Bury BL9 OLU SD 380 412 | N/A |  |  |  | Yes | [13 empty] | Deferred | Yes | 15 |  | No | N/A
1 | johns1 | T-4 | Capacity Auction | 2020 | Malcolm CM 1 Limited |  | johns1 | Distribution | Non CMRS | New Build Generating CMU |  | Not Prequalified | Opt-In |  | 15 |  | Yes | Yes |  | 0 | Yes | 20.28 |  |  | 19.098 |  |  |  | 19.098 |  |  | Gas and/ or diesel reciprocating generation station GAS STREET, LlINWOOD, PA3 3BD. NS 431 635 | n/a |  |  |  | Yes | [13 empty] | Deferred
2 | JP3009 | T-4 | Capacity Auction | 2020 | Foul Lane Limited |  | Foul Lane | Distribution | CMRS | New Build Generating CMU |  | Not Prequalified | Opt-In |  | 15 |  | Yes | Yes |  | 0 | Yes | 20.121 |  |  | 18.948 |  |  |  | 18.948 |  |  | Gas Fired Reciprocating engines Meol Cop Centre, Meols Cop Rd, Southport PR9 7RG SD361157 | N/A |  |  |  | Yes | [13 empty] | Deferred
1 | KEAD-2 | T-4 | Capacity Auction | 2020 | Keadby Generation Limited | Ann Gray | Keadby 2 | Transmission | CMRS | New Build Generating CMU |  | Prequalified | Opt-In |  | 15 |  | Yes |  |  | 0 |  | 820 |  |  | 738 |  |  |  | 738 |  |  | Single combined cycle gas turbine Keadby Power Station, Keadby, Trentside, Scunthorpe, DN17 3EF SE 827 116 | N/A |  |  |  | Yes | [13 empty] | Deferred | Yes | 15 |  | No | N/A
2 | KEADBY | T-4 | Capacity Auction | 2020 | Keadby Generation Limited | Ann Gray | Keadby 1 and GT3 | Transmission | CMRS | Existing Generating CMU |  | Prequalified | Opt-In |  | 1 |  |  |  |  | 0 |  | 794 |  |  | 715.851 |  |  |  | 715.851 |  |  | Keadby Unit 1 Keadby Power Station, Trentside, Scunthorpe, North Lincolnshire, DN17 3EF SE828116 | 7028 - 7029 |  |  |  | No |  |  |  | No | [9 empty] | No | N/A |  |  | Yes | 1 | CAN-2020-KEADBY-001 | Keadby Generation Limited | T_KEAD-1 T_KEADGT-3 | 20/01/2017 | 1 | 2020/21 | 715.851 | [10 empty] | £5000 /MW | £25000 /MW | £10000 /MW | £15000 /MW | £35000 /MW | 100% | 200%
X | KEADBY-Component |  |  |  | Keadby Generation Limited | [26 empty] | Keadby GT3 Keadby Power Station, Trentside, Scunthorpe, North Lincolnshire, DN17 3EF SE828116
1 | KEND01 | T-4 | Capacity Auction | 2020 | RYDBERG DEVELOPMENT COMPANY LIMITED |  | KEND01 | Distribution | Non CMRS | New Build Generating CMU |  | Not Prequalified | Opt-In |  | 15 |  | Yes | Yes |  | 0 | Yes | 20 |  |  | 18.834 |  |  |  | 18.834 |  |  | Gas and/or diesel reciprocating engines. Unit D, Kendale Rd, Scunthorpe DN16 1DT SE 911 096 | N/A |  |  |  | Yes | [13 empty] | Deferred
2 | KENT12 | T-4 | Capacity Auction | 2020 | Harmony Energy Storage Limited |  | KENTS FARM | Distribution | Non CMRS | New Build Generating CMU | Yes | Not Prequalified | Opt-In |  | 15 |  | Yes | Yes |  | 0 | Yes | 34 |  |  | 32.739 |  |  |  | 32.739 |  |  | A new build Battery Energy Storage System Kents Farm, Malthouse Lane, Hurstpierpoint, Hassocks, West Sussex BN6 9LJ TQ 288 187 | N/A |  |  |  | Yes | [13 empty] | Deferred
1 | KEYEFR | T-4 | Capacity Auction | 2020 | Keystone Power Limited |  | Keystone EFR | Distribution | Non CMRS | New Build Generating CMU | Yes | Not Prequalified | Opt-In |  | 15 |  | Yes | Yes |  | 0 | Yes | 10 |  |  | 9.629 |  |  |  | 9.629 |  |  | This is an additional CMU component in addition to the existing 20MW diesel plant on the site. This CMU has been created on the basis of a recent bid to convert part of this plant to provide EFR. If that bid is successful then this CMU will be used to apply to provide CM services from the upgraded site. If the EFR bid is unsuccessful this CMU application may be withdrawn and the existing CMU used. The CMU will be based in a diesel/battery hybrid configuration providing 10MW of generation. The plant will be produced through an upgrade of the existing diesel site. Plymouth Energy Park (Former Toshiba Site), Ernsettle Lane, Plymouth. PL5 2EY Note: OS ref SX446601, postcode PL5 2EY, and postcode PL5 2TT and PL5 2TS all relate to the same site. Postcode is ambiguous as site has not been allocated a postcode by the post office at the current time). SX446601 | 220004233701 |  |  |  | Yes | [13 empty] | Deferred
2 | Keyst1 | T-4 | Capacity Auction | 2020 | Keystone Power Limited |  | Plymouth | Distribution | Non CMRS | Existing Generating CMU |  | Prequalified | Opt-In |  | 1 |  |  |  |  | 0 |  | 20.708 |  |  | 19.501 |  |  |  | 19.501 |  |  | The site consists of 48 diesel generators. Plymouth Energy Park (Former Toshiba Site), Ernsettle Lane, Plymouth. PL5 2EY Note: OS ref SX446601, postcode PL5 2EY, and postcode PL5 2TT and PL5 2TS all relate to the same site. Postcode is ambiguous as site has not been allocated a postcode by the post office at the current time). SX446601 | 2200042333701 |  |  |  | No | No | No | Metering Option (a) | No |  |  | No | [6 empty] | Yes | N/A |  |  | Yes | 1 | CAN-2020-Keyst1-001 | Keystone Power Limited | Keysto | 20/01/2017 | 1 | 2020/21 | 19.501 | [10 empty] | £5000 /MW | £25000 /MW | £10000 /MW | £15000 /MW | £35000 /MW | 100% | 200%
1 | KILH01 | T-4 | Capacity Auction | 2020 | Uniper Global Commodities SE | Applications and Corresponsdence on behalf of UGC SE | Killingholme Module 1 (GCA) | Transmission | CMRS | Existing Generating CMU |  | Prequalified | Opt-In |  | 1 |  |  |  |  | 0 |  | 311 |  |  | 292.869 |  |  |  | 292.869 |  |  | Killingholme Module 1 converted to open cycle operation please see letter uploaded in metering section that explains determination of three highest HH periods Chase Hill Road Killingholme North Lincolnshire DN40 3LU TA 154 190 | 5022 |  |  |  | No |  |  |  | No | [9 empty] | No | N/A |  |  | Yes | 1 | CAN-2020-KILH01-001 | Uniper Global Commodities SE | T_KILLPG-1 | 20/01/2017 | 1 | 2020/21 | 292.869 | [10 empty] | £5000 /MW | £25000 /MW | £10000 /MW | £15000 /MW | £35000 /MW | 100% | 200%
2 | KILH02 | T-4 | Capacity Auction | 2020 | Uniper Global Commodities SE | Applications and Corresponsdence on behalf of UGC SE | Killingholme Module 2 (GCA) | Transmission | CMRS | Existing Generating CMU |  | Prequalified | Opt-In |  | 1 |  |  |  |  | 0 |  | 311 |  |  | 292.869 |  |  |  | 292.869 |  |  | Killingholme Module 2 converted to open cycle operation please see letter uploaded to metering section that explains determination of three highest HH Chase Hill Road Killingholme North Lincolnshire DN40 3LU TA 154 190 | 5022 |  |  |  | No |  |  |  | No | [9 empty] | No | N/A |  |  | Yes | 1 | CAN-2020-KILH02-001 | Uniper Global Commodities SE | T_KILLPG-2 | 20/01/2017 | 1 | 2020/21 | 292.869 | [10 empty] | £5000 /MW | £25000 /MW | £10000 /MW | £15000 /MW | £35000 /MW | 100% | 200%
1 | KILN02 | T-4 | Capacity Auction | 2020 | Kiln Power Limited |  | Kiln Power | Distribution | Non CMRS | New Build Generating CMU |  | Prequalified | Opt-In |  | 15 |  | Yes | Yes |  | 0 |  | 16 |  |  | 15.067 |  |  |  | 15.067 |  |  | 16 MW power plant comprising 8 x 2MW gas reciprocating engines. Power plant will be connected to the WPD distribution network and local gas network. 6 Kiln, Kilms Business Park LE10 3EQ SP 441 293 | N/A |  |  |  | Yes | [13 empty] | Deferred | Yes | 15 |  | No | N/A
2 | KILS01 | T-4 | Capacity Auction | 2020 | RYDBERG DEVELOPMENT COMPANY LIMITED |  | KILS01 | Distribution | Non CMRS | New Build Generating CMU |  | Not Prequalified | Opt-In |  | 15 |  | Yes | Yes |  | 0 | Yes | 20 |  |  | 18.834 |  |  |  | 18.834 |  |  | Gas and/or diesel reciprocating engines. Kilsyth Road, Kirkintilloch, Glasgow, G66 1QF NS 664 748 | N/A |  |  |  | Yes | [13 empty] | Deferred
1 | King01 | T-4 | Capacity Auction | 2020 | Kingsmoor Power Limited |  | Kingsmoor Carlisle 1 | Distribution | Non CMRS | New Build Generating CMU |  | Prequalified | Opt-In |  | 15 |  | Yes |  |  | 66580 |  | 7.07 |  |  | 6.658 |  |  |  | 6.658 |  |  | New build 7.070MW gas-fired power station comprised of up to 7 reciprocating engines. Kingsmoor Power Limited Plot 3 Duchess Avenue Carlisle CA6 4SJ NY 385 599 | N/A |  |  |  | Yes | [13 empty] | Deferred | Yes | 15 |  | Yes | 15 | CAN-2020-King01-001 | Kingsmoor Power Limited | 1 | 20/01/2017 | 15 | 2020/21 2021/22 2022/23 2023/24 2024/25 2025/26 2026/27 2027/28 2028/29 2029/30 2030/31 2031/32 2032/33 2033/34 2034/35 | 6.658 | Yes | 20/04/2018 |  |  | Yes | 01/10/2021 |  |  | Yes | 01/10/2021 | £5000 /MW | £25000 /MW | £10000 /MW | £15000 /MW | £35000 /MW | 100% | 200%
2 | KIWI70 | T-4 | Capacity Auction | 2020 | KiWi Power Ltd |  | CMU - Unproven DSR KIWI70 | Distribution | Non CMRS | Unproven DSR CMU |  | Prequalified | Opt-In |  | 1 | Yes |  |  |  | 80000 |  | 18.416 |  | 16 | 16 |  |  |  | 16 |  |  | Processing station installed on site will provide real time consumption data for the site which will be recorded and aggregated with readings from the rest of the CMU components. To be determined 0 | N/A |  |  |  | Yes | [13 empty] | Deferred | Yes |  |  | Yes | 1 | CAN-2020-KIWI70-001 | KiWi Power Ltd | KIWI70 | 20/01/2017 | 1 | 2020/21 | 16 | [8 empty] | Yes | 31/08/2020 | £5000 /MW | £25000 /MW | £10000 /MW | £15000 /MW | £35000 /MW | 100% | 200%
1 | KIWI71 | T-4 | Capacity Auction | 2020 | KiWi Power Ltd |  | CMU -Unproven DSR KIWI71 | Distribution | Non CMRS | Unproven DSR CMU |  | Prequalified | Opt-In |  | 1 | Yes |  |  |  | 125000 |  | 28.775 |  | 25 | 25 |  |  |  | 25 |  |  | Processing station installed on site will provide real time consumption data for the site which will be recorded and aggregated with readings from the rest of the CMU components. To be determined 0 | N/A |  |  |  | Yes | [13 empty] | Deferred | Yes |  |  | Yes | 1 | CAN-2020-KIWI71-001 | KiWi Power Ltd | KIWI71 | 20/01/2017 | 1 | 2020/21 | 25 | [8 empty] | Yes | 31/08/2020 | £5000 /MW | £25000 /MW | £10000 /MW | £15000 /MW | £35000 /MW | 100% | 200%
2 | KIWI72 | T-4 | Capacity Auction | 2020 | KiWi Power Ltd |  | CMU - Unproven DSR KIWI72 | Distribution | Non CMRS | Unproven DSR CMU |  | Not Prequalified | Opt-In |  | 1 | Yes |  |  |  | 0 |  | 23.02 |  |  | 20 |  |  |  | 20 |  |  | Processing station installed on site will provide real time consumption data for the site which will be recorded and aggregated with readings from the rest of the CMU components. To be determined 0 | N/A |  |  |  | Yes | [13 empty] | Deferred
1 | KIWI73 | T-4 | Capacity Auction | 2020 | KiWi Power Ltd |  | CMU - Unproven DSR KIWI73 | Distribution | Non CMRS | Unproven DSR CMU |  | Prequalified | Opt-In |  | 1 | Yes |  |  |  | 50000 |  | 11.51 |  | 10 | 10 |  |  |  | 10 |  |  | Processing station installed on site will provide real time consumption data for the site which will be recorded and aggregated with readings from the rest of the CMU components. To be determined 0 | N/A |  |  |  | Yes | [13 empty] | Deferred | Yes |  |  | Yes | 1 | CAN-2020-KIWI73-001 | KiWi Power Ltd | KIWI73 | 20/01/2017 | 1 | 2020/21 | 10 | [8 empty] | Yes | 31/08/2020 | £5000 /MW | £25000 /MW | £10000 /MW | £15000 /MW | £35000 /MW | 100% | 200%
2 | KIWI74 | T-4 | Capacity Auction | 2020 | KiWi Power Ltd |  | CMU - Unproven DSR KIWI74 | Distribution | Non CMRS | Unproven DSR CMU |  | Prequalified | Opt-In |  | 1 | Yes |  |  |  | 150000 |  | 34.53 |  | 30 | 30 |  |  |  | 30 |  |  | Processing station installed on site will provide real time consumption data for the site which will be recorded and aggregated with readings from the rest of the CMU components. To be determined 0 | N/A |  |  |  | Yes | [13 empty] | Deferred | Yes |  |  | Yes | 1 | CAN-2020-KIWI74-001 | KiWi Power Ltd | KIWI74 | 20/01/2017 | 1 | 2020/21 | 30 | [8 empty] | Yes | 31/08/2020 | £5000 /MW | £25000 /MW | £10000 /MW | £15000 /MW | £35000 /MW | 100% | 200%
1 | KIWI75 | T-4 | Capacity Auction | 2020 | KiWi Power Ltd |  | CMU - Unproven KIWI75 | Distribution | Non CMRS | Unproven DSR CMU |  | Prequalified | Opt-In |  | 1 | Yes |  |  |  | 150000 |  | 34.53 |  | 30 | 30 |  |  |  | 30 |  |  | Processing station installed on site will provide real time consumption data for the site which will be recorded and aggregated with readings from the rest of the CMU components. To be determined 0 | N/A |  |  |  | Yes | [13 empty] | Deferred | Yes |  |  | Yes | 1 | CAN-2020-KIWI75-001 | KiWi Power Ltd | KIWI75 | 20/01/2017 | 1 | 2020/21 | 30 | [8 empty] | Yes | 31/08/2020 | £5000 /MW | £25000 /MW | £10000 /MW | £15000 /MW | £35000 /MW | 100% | 200%
2 | KIWI76 | T-4 | Capacity Auction | 2020 | KiWi Power Ltd |  | CMU - Unproven DSR KIWI76 | Distribution | Non CMRS | Unproven DSR CMU |  | Prequalified | Opt-In |  | 1 | Yes |  |  |  | 0 |  | 19.567 |  | 17 | 17 |  |  |  | 17 |  |  | Processing station installed on site will provide real time consumption data for the site which will be recorded and aggregated with readings from the rest of the CMU components. To be determined 0 | N/A |  |  |  | Yes | [13 empty] | Deferred | Yes |  |  | Yes | 1 | CAN-2020-KIWI76-001 | KiWi Power Ltd | KIWI76 | 20/01/2017 | 1 | 2020/21 | 17 | [8 empty] | Yes | 31/08/2020 | £5000 /MW | £25000 /MW | £10000 /MW | £15000 /MW | £35000 /MW | 100% | 200%
1 | KIWI77 | T-4 | Capacity Auction | 2020 | KiWi Power Ltd |  | CMU - Unproven DSR KIWI77 | Distribution | Non CMRS | Unproven DSR CMU |  | Not Prequalified | Opt-In |  | 1 | Yes |  |  |  | 0 |  | 24.171 |  |  | 21 |  |  |  | 21 |  |  | Processing station installed on site will provide real time consumption data for the site which will be recorded and aggregated with readings from the rest of the CMU components. To be determined 0 | N/A |  |  |  | Yes | [13 empty] | Deferred
2 | KIWI78 | T-4 | Capacity Auction | 2020 | KiWi Power Ltd |  | CMU - Unproven DSR KIWI78 | Distribution | Non CMRS | Unproven DSR CMU |  | Prequalified | Opt-In |  | 1 | Yes |  |  |  | 60000 |  | 13.812 |  | 12 | 12 |  |  |  | 12 |  |  | Processing station installed on site will provide real time consumption data for the site which will be recorded and aggregated with readings from the rest of the CMU components. To be determined 0 | N/A |  |  |  | Yes | [13 empty] | Deferred | Yes |  |  | Yes | 1 | CAN-2020-KIWI78-001 | KiWi Power Ltd | KIWI78 | 20/01/2017 | 1 | 2020/21 | 12 | [8 empty] | Yes | 31/08/2020 | £5000 /MW | £25000 /MW | £10000 /MW | £15000 /MW | £35000 /MW | 100% | 200%
1 | KIWI79 | T-4 | Capacity Auction | 2020 | KiWi Power Ltd |  | CMU - Unproven DSR KIWI79 | Distribution | Non CMRS | Unproven DSR CMU |  | Not Prequalified | Opt-In |  | 1 | Yes |  |  |  | 0 |  | 49.494 |  |  | 43 |  |  |  | 43 |  |  | Processing station installed on site will provide real time consumption data for the site which will be recorded and aggregated with readings from the rest of the CMU components. To be determined 0 | N/A |  |  |  | Yes | [13 empty] | Deferred
2 | KIWI80 | T-4 | Capacity Auction | 2020 | KiWi Power Ltd |  | CMU - Unproven DSR KIWI80 | Distribution | Non CMRS | Unproven DSR CMU |  | Not Prequalified | Opt-In |  | 1 | Yes |  |  |  | 0 |  | 49.493 |  |  | 43 |  |  |  | 43 |  |  | Processing station installed on site will provide real time consumption data for the site which will be recorded and aggregated with readings from the rest of the CMU components. To be determined 0 | N/A |  |  |  | Yes | [13 empty] | Deferred
1 | KIWI81 | T-4 | Capacity Auction | 2020 | KiWi Power Ltd |  | CMU - Unproven DSR KIWI81 | Distribution | Non CMRS | Unproven DSR CMU |  | Not Prequalified | Opt-In |  | 1 | Yes |  |  |  | 0 |  | 46.041 |  |  | 40 |  |  |  | 40 |  |  | Processing station installed on site will provide real time consumption data for the site which will be recorded and aggregated with readings from the rest of the CMU components. To be determined 0 | N/A |  |  |  | Yes | [13 empty] | Deferred
2 | KIWI82 | T-4 | Capacity Auction | 2020 | KiWi Power Ltd |  | CMU - Unproven DSR KIWI82 | Distribution | Non CMRS | Unproven DSR CMU |  | Not Prequalified | Opt-In |  | 1 | Yes |  |  |  | 0 |  | 46.041 |  |  | 40 |  |  |  | 40 |  |  | Processing station installed on site will provide real time consumption data for the site which will be recorded and aggregated with readings from the rest of the CMU components. To be determined 0 | N/A |  |  |  | Yes | [13 empty] | Deferred
1 | KIWI83 | T-4 | Capacity Auction | 2020 | KiWi Power Ltd |  | CMU - Unproven DSR KIWI83 | Distribution | Non CMRS | Unproven DSR CMU |  | Prequalified | Opt-In |  | 1 | Yes |  |  |  | 150000 |  | 34.53 |  | 30 | 30 |  |  |  | 30 |  |  | Processing station installed on site will provide real time consumption data for the site which will be recorded and aggregated with readings from the rest of the CMU components. To be determined 0 | N/A |  |  |  | Yes | [13 empty] | Deferred | Yes |  |  | Yes | 1 | CAN-2020-KIWI83-001 | KiWi Power Ltd | KIWI83 | 20/01/2017 | 1 | 2020/21 | 30 | [8 empty] | Yes | 31/08/2020 | £5000 /MW | £25000 /MW | £10000 /MW | £15000 /MW | £35000 /MW | 100% | 200%
2 | KIWI84 | T-4 | Capacity Auction | 2020 | KiWi Power Ltd |  | CMU - Unproven DSR KIWI84 | Distribution | Non CMRS | Unproven DSR CMU |  | Prequalified | Opt-In |  | 1 | Yes |  |  |  | 150000 |  | 34.53 |  | 30 | 30 |  |  |  | 30 |  |  | Processing station installed on site will provide real time consumption data for the site which will be recorded and aggregated with readings from the rest of the CMU components. To be determined 0 | N/A |  |  |  | Yes | [13 empty] | Deferred | Yes |  |  | Yes | 1 | CAN-2020-KIWI84-001 | KiWi Power Ltd | KIWI84 | 20/01/2017 | 1 | 2020/21 | 30 | [8 empty] | Yes | 31/08/2020 | £5000 /MW | £25000 /MW | £10000 /MW | £15000 /MW | £35000 /MW | 100% | 200%
1 | KIWI85 | T-4 | Capacity Auction | 2020 | KiWi Power Ltd |  | CMU - Unproven DSR KIWI85 | Distribution | Non CMRS | Unproven DSR CMU |  | Not Prequalified | Opt-In |  | 1 | Yes |  |  |  | 0 |  | 34.53 |  |  | 30 |  |  |  | 30 |  |  | Processing station installed on site will provide real time consumption data for the site which will be recorded and aggregated with readings from the rest of the CMU components. To be determined 0 | N/A |  |  |  | Yes | [13 empty] | Deferred
2 | KIWI86 | T-4 | Capacity Auction | 2020 | KiWi Power Ltd |  | CMU - Unproven DSR KIWI86 | Distribution | Non CMRS | Unproven DSR CMU |  | Not Prequalified | Opt-In |  | 1 | Yes |  |  |  | 0 |  | 27.624 |  |  | 24 |  |  |  | 24 |  |  | Processing station installed on site will provide real time consumption data for the site which will be recorded and aggregated with readings from the rest of the CMU components. To be determined 0 | N/A |  |  |  | Yes | [13 empty] | Deferred
1 | KIWI87 | T-4 | Capacity Auction | 2020 | KiWi Power Ltd |  | CMU - Unproven DSR KIWI87 | Distribution | Non CMRS | Unproven DSR CMU |  | Prequalified | Opt-In |  | 1 | Yes |  |  |  | 100000 |  | 23.02 |  | 20 | 20 |  |  |  | 20 |  |  | Processing station installed on site will provide real time consumption data for the site which will be recorded and aggregated with readings from the rest of the CMU components. To be determined 0 | N/A |  |  |  | Yes | [13 empty] | Deferred | Yes |  |  | Yes | 1 | CAN-2020-KIWI87-001 | KiWi Power Ltd | KIWI87 | 20/01/2017 | 1 | 2020/21 | 20 | [8 empty] | Yes | 31/08/2020 | £5000 /MW | £25000 /MW | £10000 /MW | £15000 /MW | £35000 /MW | 100% | 200%
2 | KIWI88 | T-4 | Capacity Auction | 2020 | KiWi Power Ltd |  | CMU - Unproven DSR KIWI88 | Distribution | Non CMRS | Unproven DSR CMU |  | Prequalified | Opt-In |  | 1 | Yes |  |  |  | 60000 |  | 13.812 |  | 12 | 12 |  |  |  | 12 |  |  | Processing station installed on site will provide real time consumption data for the site which will be recorded and aggregated with readings from the rest of the CMU components. To be determined 0 | N/A |  |  |  | Yes | [13 empty] | Deferred | Yes |  |  | Yes | 1 | CAN-2020-KIWI88-001 | KiWi Power Ltd | KIWI88 | 20/01/2017 | 1 | 2020/21 | 12 | [8 empty] | Yes | 31/08/2020 | £5000 /MW | £25000 /MW | £10000 /MW | £15000 /MW | £35000 /MW | 100% | 200%
1 | KIWI89 | T-4 | Capacity Auction | 2020 | KiWi Power Ltd |  | CMU - Unproven DSR KIWI89 | Distribution | Non CMRS | Unproven DSR CMU |  | Not Prequalified | Opt-In |  | 1 | Yes |  |  |  | 0 |  | 11.51 |  |  | 10 |  |  |  | 10 |  |  | Processing station installed on site will provide real time consumption data for the site which will be recorded and aggregated with readings from the rest of the CMU components. To be determined 0 | N/A |  |  |  | Yes | [13 empty] | Deferred
2 | KLYNA2 | T-4 | Capacity Auction | 2020 | Centrica KL Limited |  | Kings Lynn A | Distribution | CMRS | New Build Generating CMU |  | Prequalified | Opt-In |  | 15 |  | Yes |  |  | 3330000 |  | 370 |  |  | 333 |  |  |  | 333 |  |  | A Prospective New Build Combined Cycle Gas Turbine (CCGT) electricity generating station King’s Lynn Power Station Willows Business Park Saddlebow Kings Lynn PE34 3RD TF 607 170 | 7044 |  |  |  | No | No | Yes | Metering Option (a) | No | [9 empty] | No | Yes | 15 |  | Yes | 15 | CAN-2020-KLYNA2-001 | Centrica KL Limited | E_KLYN-A-1 | 20/01/2017 | 15 | 2020/21 2021/22 2022/23 2023/24 2024/25 2025/26 2026/27 2027/28 2028/29 2029/30 2030/31 2031/32 2032/33 2033/34 2034/35 | 333 | Yes | 20/04/2018 |  |  | Yes | 01/10/2021 |  |  |  |  | £5000 /MW | £25000 /MW | £10000 /MW | £15000 /MW | £35000 /MW | 100% | 200%
1 | KNOR-1 | T-4 | Capacity Auction | 2020 | Reliance Energy Limited |  | Kingsnorth | Distribution | Non CMRS | New Build Generating CMU |  | Rejected | Opt-In |  | 0 |  |  |  |  | 0 |  | 0 |  |  | 0 |  |  |  | 15.538 |  |  | CMU Component is 700kVA reciprocating diesel engine. Kingsnorth Industrial Estate, Rochester, ME3 9ND TQ 80673 72853 | N/A |  |  |  | Yes | [13 empty] | Deferred
2 | KNOR-2 | T-4 | Capacity Auction | 2020 | Reliance Energy Limited |  | Kingsnorth | Distribution | Non CMRS | New Build Generating CMU |  | Rejected | Opt-In |  | 0 |  |  |  |  | 0 |  | 0 |  |  | 0 |  |  |  | 15.538 |  |  | CMU Component is 700kVA reciprocating diesel engine. Kingsnorth Industrial Estate, Rochester, ME3 9ND TQ 80673 72853 | N/A |  |  |  | Yes | [13 empty] | Deferred
1 | KNOT_1 | T-4 | Capacity Auction | 2020 | Knottingley Power Limited | ESB Independent Generation Trading Limited | Knottingley Unit 1 | Transmission | CMRS | New Build Generating CMU |  | Prequalified | Opt-In |  | 15 |  | Yes |  |  | 0 |  | 826 |  |  | 743.4 |  |  |  | 743.4 |  |  | Knottingley Unit 1 is a combined cycle gas turbine generating unit Knottingley Power Limited Knottingley CCGT Power Station Common Lane Knottingley West Yorkshire WF11 8DA SE 513 234 | n/a |  |  |  | Yes | [13 empty] | Deferred | Yes | 15 |  | No | N/A
2 | KNOT_2 | T-4 | Capacity Auction | 2020 | Knottingley Power Limited | ESB Independent Generation Trading Limited | Knottingley Unit 2 | Transmission | CMRS | New Build Generating CMU |  | Prequalified | Opt-In |  | 15 |  | Yes |  |  | 0 |  | 826 |  |  | 743.4 |  |  |  | 743.4 |  |  | Knottingly Unit 2 is a combined cycle gas turbine generating unit Knottingley Power Limited Knottingley CCGT Power Station Common Lane Knottingley West Yorkshire WF11 8DA SE 513 234 | n/a |  |  |  | Yes | [13 empty] | Deferred | Yes | 15 |  | No | N/A
1 | KPBL01 | T-4 | Capacity Auction | 2020 | KIWI POWER BATTERY LIMITED |  | CMU - New Build Generation KPBL01 | Distribution | Non CMRS | New Build Generating CMU | Yes | Prequalified | Opt-In |  | 15 |  |  |  |  | 0 |  | 6 |  |  | 5.777 |  |  |  | 5.777 |  |  | Purpose Build Battery designed to be compliant in the FFR market. Cleveland Potash Ltd, Boulby Mine, Loftus, Saltburn TS13 4UZ NZ 759 180 | N/A |  |  |  | Yes | [13 empty] | Deferred | Yes | 15 |  | Yes | 15 | CAN-2020-KPBL01-001 | KIWI POWER BATTERY LIMITED | KPBL01 | 20/01/2017 | 15 | 2020/21 2021/22 2022/23 2023/24 2024/25 2025/26 2026/27 2027/28 2028/29 2029/30 2030/31 2031/32 2032/33 2033/34 2034/35 | 5.777 |  |  |  |  | Yes | 01/10/2021 |  |  | Yes | 01/10/2021 | £5000 /MW | £25000 /MW | £10000 /MW | £15000 /MW | £35000 /MW | 100% | 200%
2 | KR3010 | T-4 | Capacity Auction | 2020 | Goose House Limited |  | Goose House Lane A | Distribution | CMRS | New Build Generating CMU |  | Prequalified | Opt-In |  | 15 |  | Yes |  |  | 99730 |  | 10.59 |  |  | 9.973 |  |  |  | 9.973 |  |  | Gas fired reciprocating engines Goose House Ln, Darwen BB3 0EH SD692236 | N/A |  |  |  | No |  |  | Metering Option (a) | [10 empty] | Yes | Yes | 15 |  | Yes | 15 | CAN-2020-KR3010-001 | Goose House Limited | KR3010 | 20/01/2017 | 15 | 2020/21 2021/22 2022/23 2023/24 2024/25 2025/26 2026/27 2027/28 2028/29 2029/30 2030/31 2031/32 2032/33 2033/34 2034/35 | 9.973 | Yes | 20/04/2018 |  |  | Yes | 01/10/2021 |  |  |  |  | £5000 /MW | £25000 /MW | £10000 /MW | £15000 /MW | £35000 /MW | 100% | 200%
1 | LAKefw | T-4 | Capacity Auction | 2020 | LAKESIDE ENERGY FROM WASTE LIMITED |  | Lakeside EFW | Distribution | CMRS | Existing Generating CMU |  | Prequalified | Opt-In |  | 1 |  |  |  |  | 0 |  | 36.926 |  |  | 32.096 |  |  |  | 32.096 |  |  | Energy from Waste Facility Lakeside EfW, Lakeside Road, Colnbrook, SL3 0FE TQ038773 | 2000053759174 |  |  |  | No | No | Yes |  | No | [9 empty] | No | N/A |  |  | Yes | 1 | CAN-2020-LAKefw-001 | LAKESIDE ENERGY FROM WASTE LIMITED | LAKefw | 20/01/2017 | 1 | 2020/21 | 32.096 | [10 empty] | £5000 /MW | £25000 /MW | £10000 /MW | £15000 /MW | £35000 /MW | 100% | 200%
2 | Lamb01 | T-4 | Capacity Auction | 2020 | Lambs Field Limited |  | Lambs Field 01 | Distribution | Non CMRS | New Build Generating CMU |  | Not Prequalified | Opt-In |  | 15 |  | Yes | Yes |  | 0 | Yes | 7.4 |  |  | 6.969 |  |  |  | 6.969 |  |  | New build 7.40MW gas-fired power station comprised of up to 7 reciprocating engines. Lambs Field Limited Fernhill Heath Worcester WR3 7SH SO 862 585 | N/A |  |  |  | Yes | [13 empty] | Deferred
1 | LANC02 | T-4 | Capacity Auction | 2020 | Lancaster Power Limited |  | Lancaster Power | Distribution | Non CMRS | New Build Generating CMU |  | Prequalified | Opt-In |  | 15 |  | Yes | Yes |  | 0 |  | 47.5 |  |  | 44.731 |  |  |  | 44.731 |  |  | 47.5 MW power plant comprising gas reciprocating engines. Power plant will be connected to the local distribution network and local gas network. Hill Rd, Morecambe LA3, UK LA3 3PP SD 413 591 | N/A |  |  |  | Yes | [13 empty] | Deferred | Yes | 15 |  | No | N/A
2 | LANE16 | T-4 | Capacity Auction | 2020 | The Isle of Wight Energy Company Limited |  | Lane End Energy Centre | Distribution | Non CMRS | Existing Generating CMU |  | Rejected | Opt-In |  | 0 |  |  |  |  | 0 |  | 0 |  |  | 0 |  |  |  | 3.321 |  |  | The CMU LANE16 consists of two identical components (JENBA4 &5), with each CHP engine delivering 1.845MW (1.942MW design output but derated at 95% due to their age). The total CMU generation capacity is declared 3.690MW Lane End Energy Centre 1 Macketts Lane, Hale Common, Newport PO30 3AS Isle of Wight SZ541839 | 2000050662016 |  |  |  | Yes | [13 empty] | Deferred
X | LANE16-Component |  |  |  | The Isle of Wight Energy Company Limited | [26 empty] | The CMU LANE16 consists of two identical components (JENBA4 &5), with each CHP engine delivering 1.845MW (1.942MW design output but derated at 95% due to their age). The total CMU generation capacity is declared 3.690MW Lane End Energy Centre 1 Macketts Lane, Hale Common, Newport PO30 3AS Isle of Wight SZ541839
1 | Larp14 | T-4 | Capacity Auction | 2020 | Sun and Soil Solar Farms Limited |  | Larport Farm | Distribution | Non CMRS | New Build Generating CMU | Yes | Rejected | Opt-In |  | 0 |  |  |  |  | 0 |  | 0 |  |  | 0 |  |  |  | 4.815 |  |  | a 5MW/24MWh lithium Ion battery storage development Larport Farm, Clay Hill Pit, Hereford HR1 4EP, UK SO 574 397 | N/A | [17 empty] | Deferred
2 | LBA161 | T-4 | Capacity Auction | 2020 | RWE Generation UK plc |  | CMU_LBAR-1 | Transmission | CMRS | Existing Generating CMU |  | Prequalified | Opt-In |  | 1 |  |  |  |  | 0 |  | 775 |  |  | 698.543 |  |  |  | #N/A |  |  | Little Barford 1 CCGT Little Barford Power Station Little Barford St Neots PE19 6YT TL 184 576 | 4052 |  |  |  | No |  |  |  | No | [9 empty] | No | N/A |  |  | Yes | 1 | CAN-2020-LBA161-001 | RWE Generation UK plc | T_LBAR-1 T_LBAR-1G | 20/01/2017 | 1 | 2020/21 | 698.543 | [10 empty] | £5000 /MW | £25000 /MW | £10000 /MW | £15000 /MW | £35000 /MW | 100% | 200%
X | LBA161-Component |  |  |  | RWE Generation UK plc | [26 empty] | Little Barford 1 OCGT . fuel type is gasoil Little Barford Power Station Little Barford St Neots PE19 6YT TL 184 576
1 | LCHART | T-4 | Capacity Auction | 2020 | SSE Generation Ltd. | Ann Gray | Luichart | Transmission | CMRS | Existing Generating CMU |  | Prequalified | Opt-In |  | 1 |  |  |  |  | 0 |  | 34 |  |  | 29.294 |  |  |  | 29.294 |  |  | ROCable hydro units within the BMU are not included in the CMU. Luichart Power Station, by Loch Luichart, Contin, Ross-shire, IV14 9EW NH394570 | 8712-8713 |  |  |  | No |  |  | Metering Option (a) | No | [9 empty] | No | N/A |  |  | Yes | 1 | CAN-2020-LCHART-001 | SSE Generation Ltd. | M_CAS-CON01 | 20/01/2017 | 1 | 2020/21 | 29.294 | [10 empty] | £5000 /MW | £25000 /MW | £10000 /MW | £15000 /MW | £35000 /MW | 100% | 200%
2 | LE2016 | T-4 | Capacity Auction | 2020 | Leafield Energy Limited |  | Leafield Energy Limited | Distribution | Non CMRS | New Build Generating CMU |  | Prequalified | Opt-In |  | 15 |  | Yes | Yes |  | 131840 |  | 14 |  |  | 13.184 |  |  |  | 13.184 |  |  | Diesel or gas generating station. Monks Lane Corsham Wiltshire SN13 9PH ST 876 685 | N/A |  |  |  | Yes | [13 empty] | Deferred | Yes | 15 |  | Yes | 15 | CAN-2020-LE2016-001 | Leafield Energy Limited | LE2016 | 20/01/2017 | 15 | 2020/21 2021/22 2022/23 2023/24 2024/25 2025/26 2026/27 2027/28 2028/29 2029/30 2030/31 2031/32 2032/33 2033/34 2034/35 | 13.184 | Yes | 20/04/2018 | Yes | 01/04/2019 | Yes | 01/10/2021 |  |  | Yes | 01/10/2021 | £5000 /MW | £25000 /MW | £10000 /MW | £15000 /MW | £35000 /MW | 100% | 200%
1 | LEED02 | T-4 | Capacity Auction | 2020 | Veolia UK Limited |  | Leeds ERF | Distribution | Non CMRS | Existing Generating CMU |  | Prequalified | Opt-In |  | 1 |  |  |  |  | 0 |  | 13.461 |  |  | 11.7 |  |  |  | 11.7 |  |  | Recycling and Energy Recovery Facility (RERF) at Former Wholesale Market Site Newmarket Approach Leeds LS9 0RJ. Station commenced operation in November 2015. RERF capacity 20.5 tonnes per hour. RERF consists of municipal waste burning grate; steam production; generation of electricity at 11kV via steam turbine generator. The power factor for this CMU is 0.95. Veolia Recycling and Energy Recovery Facility Newmarket Approach Leeds LS9 0RJ SE326326 | 2394000121845 |  |  |  | No | Yes | Yes | Metering Option (a) | Yes |  |  | No | [6 empty] | Yes | N/A |  |  | Yes | 1 | CAN-2020-LEED02-001 | Veolia UK Limited | LEED02 | 20/01/2017 | 1 | 2020/21 | 11.7 | [10 empty] | £5000 /MW | £25000 /MW | £10000 /MW | £15000 /MW | £35000 /MW | 100% | 200%
2 | Lhoist | T-4 | Capacity Auction | 2020 | Utility I Ltd |  | Lhoist CHP | Distribution | Non CMRS | New Build Generating CMU |  | Not Prequalified | Opt-In |  | 15 |  | Yes | Yes |  | 0 | Yes | 2.004 |  |  | 1.804 |  |  |  | 1.804 |  |  | GE Jenbacher JMS612GS-NL containerised gas engine generating set rated at 2.004MW, providing heat and electricity. Engine will be based at a lime quarry with majority of power and heat used on site, although a 2000kVA export connection will also be in place to allow engine to run at full load at all times. Lhoist UK Ltd Hindlow Buxton SK17 0EL SK 087 691 | N/A |  |  |  | Yes | [13 empty] | Deferred
1 | lilly1 | T-4 | Capacity Auction | 2020 | Cogeneration Solutions Limited |  | Lillyhall Power 1 | Distribution | Non CMRS | New Build Generating CMU |  | Prequalified | Opt-In |  | 15 |  | Yes | Yes |  | 0 |  | 7.5 |  |  | 7.063 |  |  |  | 7.063 |  |  | 7.5 MW power plant comprising a series of gas reciprocating engines Land adjacent to Leyland National Substation, Braithwaite Road, Lillyhall Industrial Estate, Workington, CA14 4ED NY020258 | N/A |  |  |  | Yes | [13 empty] | Deferred
2 | lilly2 | T-4 | Capacity Auction | 2020 | Cogeneration Solutions Limited |  | Lillyhall Power 2 | Distribution | Non CMRS | New Build Generating CMU |  | Not Prequalified | Opt-In |  | 15 |  | Yes | Yes |  | 0 | Yes | 2.5 |  |  | 2.354 |  |  |  | 2.354 |  |  | 2.5 MW power plant comprising a series of gas reciprocating engines Land to the south east of Leyland National Substation, Braithwaite Road, Lillyhall Industrial Estate, Workington, CA14 4ED NY020258 | N/A |  |  |  | Yes | [13 empty] | Deferred
1 | LINC01 | T-4 | Capacity Auction | 2020 | FCC Recycling (UK) Limited |  | Lincs EFW | Distribution | Non CMRS | Existing Generating CMU |  | Prequalified | Opt-In |  | 1 |  |  |  |  | 0 |  | 12.966 |  |  | 11.27 |  |  |  | 10.881 |  |  | FCC Lincoln Energy From Waste Plant Paving Way off Whisby Road Lincoln LN6 3QW. Energy from waste plant located in North Hykeham. The auxiliary load is not included in the connection capacity. i.e.the export is net. Lincoln EfW, Paving Way Off Whisby Road, North Hykeham, Lincoln, Lincolnshire, LN6 3QW SK 939 678 | 1170000112486 |  |  |  | No | No | Yes | Metering Option (a) | No |  |  | No | [6 empty] | No | N/A |  |  | Yes | 1 | CAN-2020-LINC01-001 | FCC Recycling (UK) Limited | LINC01 | 20/01/2017 | 1 | 2020/21 | 11.27 | [10 empty] | £5000 /MW | £25000 /MW | £10000 /MW | £15000 /MW | £35000 /MW | 100% | 200%
2 | LINT01 | T-4 | Capacity Auction | 2020 | RYDBERG DEVELOPMENT COMPANY LIMITED |  | LINT01 | Distribution | Non CMRS | New Build Generating CMU |  | Not Prequalified | Opt-In |  | 15 |  | Yes | Yes |  | 0 | Yes | 5.288 |  |  | 4.98 |  |  |  | 4.98 |  |  | Gas and/or diesel reciprocating engines. Linton Trading Estate, Worcester Rd, Bromyard HR7 4QT SO 668 540 | N/A |  |  |  | Yes | [13 empty] | Deferred
1 | LOCH01 | T-4 | Capacity Auction | 2020 | SSE Generation Ltd. |  | Lochay | Transmission | CMRS | Refurbishing Generating CMU |  | Prequalified | Opt-In |  | 15 |  |  |  |  | 0 |  | 47 |  |  |  | 40.495 | 40.495 | Opt-In |  | 38.772 | 38.772 | Post-refurbishment generating unit. ROCable hydro units within the BMU are not included in the CMU. Lochay Power Station, Killin, Perthshire, FK21 8UA NN545349 | 8665 |  |  |  | No |  |  |  | No | [9 empty] | No | Yes | 15 | Pre & Post Refurbishing | Yes | 1 | CAN-2020-LOCH01-001 | SSE Generation Ltd. | M_CAS-KIL01 M_CAS-KIL01 | 20/01/2017 | 1 | 2020/21 | 40.495 |  |  |  |  | Yes | 01/10/2020 |  |  |  |  | £5000 /MW | £25000 /MW | £10000 /MW | £15000 /MW | £35000 /MW | 100% | 200%
X | LOCH01-Component |  |  |  | SSE Generation Ltd. | [26 empty] | Pre-refurbishment generating unit. ROCable hydro units within the BMU are not included in the CMU. Lochay Power Station, Killin, Perthshire, FK21 8UA
2 | LODD02 | T-4 | Capacity Auction | 2020 | Loddon Power Limited |  | Loddon Power | Distribution | Non CMRS | New Build Generating CMU |  | Prequalified | Opt-In |  | 15 |  | Yes | Yes |  | 0 |  | 16 |  |  | 15.067 |  |  |  | 15.067 |  |  | 16 MW power plant comprising 8 x 2MW gas reciprocating engines. Power plant will be connectd to the SSE distribution network and local gas network. Unit A, The Loddon Centre, Basingstoke RG24 8FL SU 465 154 | N/A |  |  |  | Yes | [13 empty] | Deferred | Yes | 15 |  | No | N/A
1 | LP3011 | T-4 | Capacity Auction | 2020 | Goose House Limited |  | Goose House Lane B | Distribution | CMRS | New Build Generating CMU |  | Prequalified | Opt-In |  | 15 |  | Yes |  |  | 59840 |  | 6.354 |  |  | 5.984 |  |  |  | 5.984 |  |  | Gas fired reciprocating engines Goose House Ln, Darwen BB3 0EH SD692236 | N/A |  |  |  | No |  |  | Metering Option (a) | [10 empty] | Yes | Yes | 15 |  | Yes | 15 | CAN-2020-LP3011-001 | Goose House Limited | LP3011 | 20/01/2017 | 15 | 2020/21 2021/22 2022/23 2023/24 2024/25 2025/26 2026/27 2027/28 2028/29 2029/30 2030/31 2031/32 2032/33 2033/34 2034/35 | 5.984 | Yes | 20/04/2018 |  |  | Yes | 01/10/2021 |  |  |  |  | £5000 /MW | £25000 /MW | £10000 /MW | £15000 /MW | £35000 /MW | 100% | 200%
2 | LS3013 | T-4 | Capacity Auction | 2020 | Haverton Energy Limited |  | Haverton Hill A | Distribution | CMRS | New Build Generating CMU |  | Prequalified | Opt-In |  | 15 |  | Yes |  |  | 182040 |  | 19.331 |  |  | 18.204 |  |  |  | 18.204 |  |  | gas fired reciprocating engines Haverton Hill Rd, Stockton-on-Tees, Billingham TS23 1PY NZ474224 | N/A |  |  |  | No |  |  | Metering Option (a) | [10 empty] | Yes | Yes | 15 |  | Yes | 15 | CAN-2020-LS3013-001 | Haverton Energy Limited | LS3013 | 20/01/2017 | 15 | 2020/21 2021/22 2022/23 2023/24 2024/25 2025/26 2026/27 2027/28 2028/29 2029/30 2030/31 2031/32 2032/33 2033/34 2034/35 | 18.204 | Yes | 20/04/2018 |  |  | Yes | 01/10/2021 |  |  |  |  | £5000 /MW | £25000 /MW | £10000 /MW | £15000 /MW | £35000 /MW | 100% | 200%
1 | LWL100 | T-4 | Capacity Auction | 2020 | LondonWaste Limited |  | LondonWaste | Distribution | Non CMRS | Existing Generating CMU |  | Prequalified | Opt-In |  | 1 |  |  |  |  | 0 |  | 38.479 |  |  | 33.446 |  |  |  | 33.446 |  |  | Inclined grate residual Waste-to-Energy facility comprising 5-boilers and 4-turbines. EcoPark, Advent Way, Edmonton, London N18 3AG TQ 357 926 | 1023479109093 |  |  |  | No | No | Yes | Metering Option (a) | No |  |  | No | [6 empty] | No | N/A |  |  | Yes | 1 | CAN-2020-LWL100-001 | LondonWaste Limited | LWCMU1 | 20/01/2017 | 1 | 2020/21 | 33.446 | [10 empty] | £5000 /MW | £25000 /MW | £10000 /MW | £15000 /MW | £35000 /MW | 100% | 200%
2 | LYE001 | T-4 | Capacity Auction | 2020 | Harmony Energy Storage Limited |  | LYE GREEN | Distribution | Non CMRS | New Build Generating CMU | Yes | Not Prequalified | Opt-In |  | 15 |  | Yes | Yes |  | 0 | Yes | 40 |  |  | 38.516 |  |  |  | 38.516 |  |  | A new build Battery Energy Storage System. Lycome Road, Lye Green, Chesham, Buckinghamshire HP5 3LD SP 974 035 | N/A |  |  |  | Yes | [13 empty] | Deferred
1 | LYE002 | T-4 | Capacity Auction | 2020 | Peak Power Connections Limited |  | LYE002 | Distribution | Non CMRS | New Build Generating CMU |  | Not Prequalified | Opt-In |  | 15 |  | Yes | Yes |  | 0 | Yes | 18.252 |  |  | 17.188 |  |  |  | 17.188 |  |  | Diesel and/or gas reciprocating engines. Stambermill Industrial Estate, Stourbridge DY9 7BQ SO 918 846 | N/A |  |  |  | Yes | [13 empty] | Deferred
2 | MAIN16 | T-4 | Capacity Auction | 2020 | The Isle of Wight Energy Company Limited |  | Main Site Energy Centre | Distribution | Non CMRS | Existing Generating CMU |  | Prequalified | Opt-In |  | 1 |  |  |  |  | 0 |  | 5.532 |  |  | 4.98 |  |  |  | 4.982 |  |  | The CMU MAIN16 consists of three identical components (JENBA1,2 &3), with each CHP engine delivering 1.845MW (1.942MW design output but derated at 95% due to their age). The total CMU generation capacity is declared 5.535MW and additional PSEUDO MPAN's are fitted. Main Site Energy Centre Main Road Hale Common Arreton Newport Isle of Wight PO30 3AR SZ551844 | 2000050662016 |  |  |  | No | No | Yes | Metering Option (a) | No |  |  | No | [6 empty] | No | N/A |  |  | Yes | 1 | CAN-2020-MAIN16-001 | The Isle of Wight Energy Company Limited | JENBA1 JENBA2 JENBA3 | 20/01/2017 | 1 | 2020/21 | 4.98 | [10 empty] | £5000 /MW | £25000 /MW | £10000 /MW | £15000 /MW | £35000 /MW | 100% | 200%
X | MAIN16-Component |  |  |  | The Isle of Wight Energy Company Limited | [26 empty] | The CMU MAIN16 consists of three identical components (JENBA1,2 &3), with each CHP engine delivering 1.845MW (1.942MW design output but derated at 95% due to their age). The total CMU generation capacity is declared 4.981MW and additional PSEUDO MPAN's are fitted. Main Site Energy Centre Main Road Hale Common Arreton Newport Isle of Wight PO30 3AR SZ551844
X | MAIN16-Component |  |  |  | The Isle of Wight Energy Company Limited | [26 empty] | The CMU MAIN16 consists of three identical components (JENBA1,2 &3), with each CHP engine delivering 1.845MW (1.942MW design output but derated at 95% due to their age). The total CMU generation capacity is declared 4.981MW and additional PSEUDO MPAN's are fitted. Main Site Energy Centre Main Road Hale Common Arreton Newport Isle of Wight PO30 3AR SZ551844
1 | MARD02 | T-4 | Capacity Auction | 2020 | Marden Power Limited |  | Marden Power | Distribution | Non CMRS | New Build Generating CMU |  | Prequalified | Opt-In |  | 15 |  | Yes | Yes |  | 0 |  | 20 |  |  | 18.834 |  |  |  | 18.834 |  |  | 20 MW power plant comprising 8 x 2.5MW gas reciprocating engines. Power plant will be connected to the local distribution network and local gas network. Mannerberg Way, Scunthorpe, East Yorkshire, DN15 6AL SE 489 413 | N/A |  |  |  | Yes | [13 empty] | Deferred | Yes | 15 |  | No | N/A
2 | MEDP01 | T-4 | Capacity Auction | 2020 | Medway Power Limited | Ann Gray | Medway | Transmission | CMRS | Existing Generating CMU |  | Prequalified | Opt-In |  | 1 |  |  |  |  | 0 |  | 740.333 |  |  | 666.3 |  |  |  | 666.3 |  |  | Medway Medway Power Station, Rochester, Medway, ME3 0AG TQ871746 | 7094 |  |  |  | No |  |  | Metering Option (a) | No | [9 empty] | No | N/A |  |  | Yes | 1 | CAN-2020-MEDP01-001 | Medway Power Limited | T_MEDP-1 | 20/01/2017 | 1 | 2020/21 | 666.3 | [10 empty] | £5000 /MW | £25000 /MW | £10000 /MW | £15000 /MW | £35000 /MW | 100% | 200%
1 | MERC02 | T-4 | Capacity Auction | 2020 | Mercia Waste Management Ltd |  | Mercia Waste Management Ltd | Distribution | Non CMRS | New Build Generating CMU |  | Prequalified | Opt-In |  | 1 |  |  |  |  | 0 |  | 25 |  |  | 21.73 |  |  |  | 21.73 |  |  | Mercia Waste Management Ltd Hartlebury Trading Estate Kidderminster DY10 4JB. In build Energy from Waste plant in Hartlebury. Auxilliary load is not included in connection capacity .i.e the export is net. "Mercia EnvirRecover EfW Oak Drive Hartlebury Trading Estate Hartlebury Worcestershire DY10 4JB" SO859697 | N/A |  |  |  | No | No | Yes | Metering Option (a) | No |  |  | No | [6 empty] | No | Yes |  |  | Yes | 1 | CAN-2020-MERC02-001 | Mercia Waste Management Ltd | MERC01 | 20/01/2017 | 1 | 2020/21 | 21.73 |  |  |  |  | Yes | 01/10/2021 |  |  |  |  | £5000 /MW | £25000 /MW | £10000 /MW | £15000 /MW | £35000 /MW | 100% | 200%
2 | MERL01 | T-4 | Capacity Auction | 2020 | RYDBERG DEVELOPMENT COMPANY LIMITED |  | MERL01 | Distribution | Non CMRS | New Build Generating CMU |  | Not Prequalified | Opt-In |  | 15 |  | Yes | Yes |  | 0 | Yes | 10 |  |  | 9.417 |  |  |  | 9.417 |  |  | Gas and/or diesel reciprocating engines. 501 Merlin Park, Burscough Industrial Estate, Ormskirk, L40 8JY SD 431 117 | N/A |  |  |  | Yes | [13 empty] | Deferred
1 | MEYSY3 | T-4 | Capacity Auction | 2020 | Low Carbon Storage Investment Company Limited |  | Meysydd Storage | Distribution | Non CMRS | New Build Generating CMU | Yes | Not Prequalified | Opt-In |  | 15 |  | Yes |  |  | 0 | Yes | 10 |  |  | 9.629 |  |  |  | 9.629 |  |  | Lithium Ion battery storage system capable of importing, storing and exporting electricity. Land West of Tree Tops Caravan Park, near Gwespyr, Flintshire, CH8 9JP SJ119827 | N/A |  |  |  | Yes | [13 empty] | Deferred
2 | MIDD01 | T-4 | Capacity Auction | 2020 | Peak Power Connections Limited |  | MIDD01 | Distribution | Non CMRS | New Build Generating CMU |  | Not Prequalified | Opt-In |  | 15 |  | Yes | Yes |  | 0 | Yes | 20.28 |  |  | 19.098 |  |  |  | 19.098 |  |  | Diesel and/or gas reciprocating engines. Middlemore Lane, Aldridge, Walsall WS9 8ZD SK 051 006 | N/A |  |  |  | Yes | [13 empty] | Deferred
1 | MIT001 | T-4 | Capacity Auction | 2020 | Gas Generation Mitcheldean Limited |  | Gas Generation Mitcheldean 1 | Distribution | Non CMRS | New Build Generating CMU |  | Not Prequalified | Opt-In |  | 15 |  |  | Yes |  | 0 | Yes | 20 |  |  | 18.834 |  |  |  | 18.834 |  |  | 10 x 2MW gas reciprocating engines used for power generation, with associated infrastructure. Land at Ladygrove Business Park, Barton Hill, Mitcheldean, Gloucester, GL17 0DS SO 672 184 | N/A |  |  |  | Yes | [13 empty] | Deferred
2 | MN3012 | T-4 | Capacity Auction | 2020 | Goose House Limited |  | Goose House Lane C | Distribution | CMRS | New Build Generating CMU |  | Prequalified | Opt-In |  | 15 |  | Yes |  |  | 39140 |  | 4.156 |  |  | 3.914 |  |  |  | 3.914 |  |  | Gas fired reciprocating engines Goose House Ln, Darwen BB3 0EH SD692236 | N/A |  |  |  | No |  |  | Metering Option (a) | [10 empty] | Yes | Yes | 15 |  | Yes | 15 | CAN-2020-MN3012-001 | Goose House Limited | MN3012 | 20/01/2017 | 15 | 2020/21 2021/22 2022/23 2023/24 2024/25 2025/26 2026/27 2027/28 2028/29 2029/30 2030/31 2031/32 2032/33 2033/34 2034/35 | 3.914 | Yes | 20/04/2018 |  |  | Yes | 01/10/2021 |  |  |  |  | £5000 /MW | £25000 /MW | £10000 /MW | £15000 /MW | £35000 /MW | 100% | 200%
1 | Moyle2 | T-4 | Capacity Auction | 2020 | Moyle Interconnector Ltd |  | Moyle Interconnector | Transmission | CMRS | Existing Interconnector CMU |  | Prequalified | Opt-In |  | 1 |  |  |  |  | 0 |  | 500 |  |  | 130 |  |  |  | 130 |  |  | The Moyle Interconnector links the electricity grids of Northern Ireland and Scotland through submarine cables running between converter stations at Ballycronan More in Islandmagee, County Antrim and Auchencrosh in Ayrshire. The link has a capacity of 500 MW. The Moyle Interconnector is owned and operated by Moyle Interconnector Limited, which is in turn financed through Moyle Holdings Limited and Moyle Interconnector (Financing) plc, all part of the Mutual Energy Limited group of companies. NX 097 791 | 8320 | [17 empty] | No | N/A |  |  | Yes | 1 | CAN-2020-Moyle2-001 | Moyle Interconnector Ltd | MOYLE | 20/01/2017 | 1 | 2020/21 | 130 | [8 empty] | Yes |  | £5000 /MW | £25000 /MW | £10000 /MW | £15000 /MW | £35000 /MW | 100% | 200%
2 | MPRAC1 | T-4 | Capacity Auction | 2020 | Mercia Power Response (Albion Close) Limited |  | Albion Close | Distribution | Non CMRS | New Build Generating CMU |  | Prequalified | Opt-In |  | 15 |  | Yes |  |  | 37670 |  | 4 |  |  | 3.767 |  |  |  | 3.767 |  |  | New reciprocating genset in acoustic enclosure Albion Close, Worksop, Nottinghamshire, S80 1RA SK589795 | N/A |  |  |  | No | No | Yes | Metering Option (a) | No |  |  | No | [6 empty] | No | Yes | 15 |  | Yes | 15 | CAN-2020-MPRAC1-001 | Mercia Power Response (Albion Close) Limited | MPRAC1 | 20/01/2017 | 15 | 2020/21 2021/22 2022/23 2023/24 2024/25 2025/26 2026/27 2027/28 2028/29 2029/30 2030/31 2031/32 2032/33 2033/34 2034/35 | 3.767 | Yes | 20/04/2018 |  |  | Yes | 01/10/2021 |  |  |  |  | £5000 /MW | £25000 /MW | £10000 /MW | £15000 /MW | £35000 /MW | 100% | 200%
1 | MPRAL2 | T-4 | Capacity Auction | 2020 | Mercia Power Response (Asher Lane 2) Limited |  | Asher Lane 2 | Distribution | Non CMRS | New Build Generating CMU |  | Prequalified | Opt-In |  | 15 |  | Yes |  |  | 131840 |  | 14 |  |  | 13.184 |  |  |  | 13.184 |  |  | New reciprocating genset in acoustic enclosure Asher Lane, Ripley, Derbyshire, DE5 3RE SK393517 | N/A |  |  |  | No | No | Yes | Metering Option (a) | No |  |  | No | [6 empty] | No | Yes | 15 |  | Yes | 15 | CAN-2020-MPRAL2-001 | Mercia Power Response (Asher Lane 2) Limited | MPRAL2 | 20/01/2017 | 15 | 2020/21 2021/22 2022/23 2023/24 2024/25 2025/26 2026/27 2027/28 2028/29 2029/30 2030/31 2031/32 2032/33 2033/34 2034/35 | 13.184 | Yes | 20/04/2018 |  |  | Yes | 01/10/2021 |  |  |  |  | £5000 /MW | £25000 /MW | £10000 /MW | £15000 /MW | £35000 /MW | 100% | 200%
2 | MPRCL1 | T-4 | Capacity Auction | 2020 | Mercia Power Response (Common Lane) Limited |  | Common Lane | Distribution | Non CMRS | New Build Generating CMU |  | Prequalified | Opt-In |  | 15 |  | Yes |  |  | 73830 |  | 7.84 |  |  | 7.383 |  |  |  | 7.534 |  |  | New reciprocating genset in acoustic enclosure Common Lane, Wath upon Dearne, Rotherham, South Yorkshire, S63 7DX SE446009 | N/A |  |  |  | No | No | Yes | Metering Option (a) | No |  |  | No | [6 empty] | No | Yes | 15 |  | Yes | 15 | CAN-2020-MPRCL1-001 | Mercia Power Response (Common Lane) Limited | MPRCL1 | 20/01/2017 | 15 | 2020/21 2021/22 2022/23 2023/24 2024/25 2025/26 2026/27 2027/28 2028/29 2029/30 2030/31 2031/32 2032/33 2033/34 2034/35 | 7.383 | Yes | 20/04/2018 |  |  | Yes | 01/10/2021 |  |  |  |  | £5000 /MW | £25000 /MW | £10000 /MW | £15000 /MW | £35000 /MW | 100% | 200%
1 | MPRCR1 | T-4 | Capacity Auction | 2020 | Mercia Power Response (Chesterfield Road) Limited |  | Chesterfield Road | Distribution | Non CMRS | New Build Generating CMU |  | Prequalified | Opt-In |  | 15 |  | Yes |  |  | 77600 |  | 7.76 |  |  | 7.308 |  |  |  | 7.534 |  |  | New reciprocating genset in acoustic enclosure Chesterfield Road, Swallownest, Sheffield, S26 4TL SK449847 | N/A |  |  |  | No | [13 empty] | Deferred | Yes | 15 |  | Yes | 15 | CAN-2020-MPRCR1-001 | Mercia Power Response (Chesterfield Road) Limited | MPRCR1 | 20/01/2017 | 15 | 2020/21 2021/22 2022/23 2023/24 2024/25 2025/26 2026/27 2027/28 2028/29 2029/30 2030/31 2031/32 2032/33 2033/34 2034/35 | 7.308 | Yes | 20/04/2018 |  |  | Yes | 01/10/2021 |  |  |  |  | £5000 /MW | £25000 /MW | £10000 /MW | £15000 /MW | £35000 /MW | 100% | 200%
2 | MPRCR2 | T-4 | Capacity Auction | 2020 | Mercia Power Response (Cuckoo Road) Limited |  | Cuckoo Road | Distribution | Non CMRS | New Build Generating CMU |  | Prequalified | Opt-In |  | 15 |  | Yes |  |  | 75340 |  | 8 |  |  | 7.534 |  |  |  | 7.534 |  |  | New reciprocating genset in acoustic enclosure Cuckoo Road, Nechells, Birmingham, B7 5TR SP095896 | N/A |  |  |  | No | No | Yes | Metering Option (a) | No |  |  | No | [6 empty] | No | Yes | 15 |  | Yes | 15 | CAN-2020-MPRCR2-001 | Mercia Power Response (Cuckoo Road) Limited | MPRCR2 | 20/01/2017 | 15 | 2020/21 2021/22 2022/23 2023/24 2024/25 2025/26 2026/27 2027/28 2028/29 2029/30 2030/31 2031/32 2032/33 2033/34 2034/35 | 7.534 | Yes | 20/04/2018 |  |  | Yes | 01/10/2021 |  |  |  |  | £5000 /MW | £25000 /MW | £10000 /MW | £15000 /MW | £35000 /MW | 100% | 200%
1 | MPRGW1 | T-4 | Capacity Auction | 2020 | Mercia Power Response (Graphite Way) Limited |  | Graphite Way | Distribution | Non CMRS | New Build Generating CMU |  | Prequalified | Opt-In |  | 15 |  | Yes |  |  | 55320 |  | 5.874 |  |  | 5.532 |  |  |  | 5.65 |  |  | New reciprocating genset in acoustic enclosure Graphite Way, Hadfield, Glossop, Derbyshire, SK13 1QH SK013963 | N/A |  |  |  | No | No | Yes | Metering Option (a) | No |  |  | No | [6 empty] | No | Yes | 15 |  | Yes | 15 | CAN-2020-MPRGW1-001 | Mercia Power Response (Graphite Way) Limited | MPRGW1 | 20/01/2017 | 15 | 2020/21 2021/22 2022/23 2023/24 2024/25 2025/26 2026/27 2027/28 2028/29 2029/30 2030/31 2031/32 2032/33 2033/34 2034/35 | 5.532 | Yes | 20/04/2018 |  |  | Yes | 01/10/2021 |  |  |  |  | £5000 /MW | £25000 /MW | £10000 /MW | £15000 /MW | £35000 /MW | 100% | 200%
2 | MPRKR1 | T-4 | Capacity Auction | 2020 | Mercia Power Response (Kestrel Road) Limited |  | Kestrel Road | Distribution | Non CMRS | New Build Generating CMU |  | Not Prequalified | Opt-In |  | 15 |  | Yes |  |  | 0 | Yes | 4 |  |  | 3.767 |  |  |  | 3.767 |  |  | New reciprocating genset in acoustic enclosure Kestrel Road, Manfield, Nottingham, NG18 5FJ SK525595 | N/A |  |  |  | No | No | Yes | Metering Option (a) | No |  |  | No | [6 empty] | Yes
1 | MPRLR1 | T-4 | Capacity Auction | 2020 | Mercia Power Response (Lubenham Road) Limited |  | Lubenham Road | Distribution | Non CMRS | New Build Generating CMU |  | Prequalified | Opt-In |  | 15 |  | Yes |  |  | 95960 |  | 10.19 |  |  | 9.596 |  |  |  | 9.596 |  |  | New reciprocating genset in acoustic enclosure Lubenham Road, Market Harborough, Leicestershire, LE16 9NP SP714862 | N/A |  |  |  | No | No | Yes | Metering Option (a) | No |  |  | No | [6 empty] | No | Yes | 15 |  | Yes | 15 | CAN-2020-MPRLR1-001 | Mercia Power Response (Lubenham Road) Limited | MPRLR1 | 20/01/2017 | 15 | 2020/21 2021/22 2022/23 2023/24 2024/25 2025/26 2026/27 2027/28 2028/29 2029/30 2030/31 2031/32 2032/33 2033/34 2034/35 | 9.596 | Yes | 20/04/2018 |  |  | Yes | 01/10/2021 |  |  |  |  | £5000 /MW | £25000 /MW | £10000 /MW | £15000 /MW | £35000 /MW | 100% | 200%
2 | MPRMA2 | T-4 | Capacity Auction | 2020 | Mercia Power Response (Manners Avenue 2) Limited |  | Manners Avenue 2 | Distribution | Non CMRS | New Build Generating CMU |  | Prequalified | Opt-In |  | 15 |  | Yes |  |  | 65920 |  | 7 |  |  | 6.592 |  |  |  | 6.592 |  |  | New reciprocating genset in acoustic enclosure Manners Avenue, Ilkeston, Derbyshire, DE7 8HE SK454422 | N/A |  |  |  | No | No | Yes | Metering Option (a) | No |  |  | No | [6 empty] | No | Yes | 15 |  | Yes | 15 | CAN-2020-MPRMA2-001 | Mercia Power Response (Manners Avenue 2) Limited | MPRMA2 | 20/01/2017 | 15 | 2020/21 2021/22 2022/23 2023/24 2024/25 2025/26 2026/27 2027/28 2028/29 2029/30 2030/31 2031/32 2032/33 2033/34 2034/35 | 6.592 | Yes | 20/04/2018 |  |  | Yes | 01/10/2021 |  |  |  |  | £5000 /MW | £25000 /MW | £10000 /MW | £15000 /MW | £35000 /MW | 100% | 200%
1 | MPRNR1 | T-4 | Capacity Auction | 2020 | Mercia Power Response (Nottingham Road) Limited |  | Nottingham Rd | Distribution | Non CMRS | New Build Generating CMU |  | Prequalified | Opt-In |  | 15 |  | Yes |  |  | 65640 |  | 6.97 |  |  | 6.564 |  |  |  | 6.564 |  |  | New reciprocating genset in acoustic enclosure Nottingham Road, Attenborough, Nottingham, NG9 6DP SK511343 | N/A |  |  |  | No | No | Yes | Metering Option (a) | No |  |  | No | [6 empty] | No | Yes | 15 |  | Yes | 15 | CAN-2020-MPRNR1-001 | Mercia Power Response (Nottingham Road) Limited | MPRNR1 | 20/01/2017 | 15 | 2020/21 2021/22 2022/23 2023/24 2024/25 2025/26 2026/27 2027/28 2028/29 2029/30 2030/31 2031/32 2032/33 2033/34 2034/35 | 6.564 | Yes | 20/04/2018 |  |  | Yes | 01/10/2021 |  |  |  |  | £5000 /MW | £25000 /MW | £10000 /MW | £15000 /MW | £35000 /MW | 100% | 200%
2 | MPRPR1 | T-4 | Capacity Auction | 2020 | Mercia Power Response (Private Rd No. 5) Limited |  | Private Road No.5 (11) | Distribution | Non CMRS | New Build Generating CMU |  | Prequalified | Opt-In |  | 15 |  | Yes |  |  | 45910 |  | 4.875 |  |  | 4.591 |  |  |  | 4.709 |  |  | New reciprocating genset in acoustic enclosure Private Road No.5, Colwick, Nottingham, NG4 2JU SK626402 | N/A |  |  |  | No | No | Yes | Metering Option (a) | No |  |  | No | [6 empty] | No | Yes | 15 |  | Yes | 15 | CAN-2020-MPRPR1-001 | Mercia Power Response (Private Rd No. 5) Limited | MPRPR1 | 20/01/2017 | 15 | 2020/21 2021/22 2022/23 2023/24 2024/25 2025/26 2026/27 2027/28 2028/29 2029/30 2030/31 2031/32 2032/33 2033/34 2034/35 | 4.591 | Yes | 20/04/2018 |  |  | Yes | 01/10/2021 |  |  |  |  | £5000 /MW | £25000 /MW | £10000 /MW | £15000 /MW | £35000 /MW | 100% | 200%
1 | MPRPR2 | T-4 | Capacity Auction | 2020 | Mercia Power Response (Pontefract Road) Limited |  | Pontefract Rd | Distribution | Non CMRS | New Build Generating CMU |  | Prequalified | Opt-In |  | 15 |  | Yes |  |  | 64350 |  | 6.833 |  |  | 6.435 |  |  |  | 6.592 |  |  | New reciprocating genset in acoustic enclosure Pontefract Road, Stourton, Leeds, LS10 1AZ SE331301 | N/A |  |  |  | No | No | Yes | Metering Option (a) | No |  |  | No | [6 empty] | No | Yes | 15 |  | Yes | 15 | CAN-2020-MPRPR2-001 | Mercia Power Response (Pontefract Road) Limited | MPRPR2 | 20/01/2017 | 15 | 2020/21 2021/22 2022/23 2023/24 2024/25 2025/26 2026/27 2027/28 2028/29 2029/30 2030/31 2031/32 2032/33 2033/34 2034/35 | 6.435 | Yes | 20/04/2018 |  |  | Yes | 01/10/2021 |  |  |  |  | £5000 /MW | £25000 /MW | £10000 /MW | £15000 /MW | £35000 /MW | 100% | 200%
2 | MPRPR3 | T-4 | Capacity Auction | 2020 | Mercia Power Response (Private Rd No. 5) Limited |  | Private Road No.5 (33) | Distribution | Non CMRS | New Build Generating CMU |  | Prequalified | Opt-In |  | 15 |  | Yes |  |  | 139980 |  | 14.865 |  |  | 13.998 |  |  |  | 14.314 |  |  | New reciprocating genset in acoustic enclosure Private Road No.5, Colwick, Nottingham, NG4 2JU SK625403 | N/A |  |  |  | No | No | Yes | Metering Option (a) | No |  |  | No | [6 empty] | No | Yes | 15 |  | Yes | 15 | CAN-2020-MPRPR3-001 | Mercia Power Response (Private Rd No. 5) Limited | MPRPR3 | 20/01/2017 | 15 | 2020/21 2021/22 2022/23 2023/24 2024/25 2025/26 2026/27 2027/28 2028/29 2029/30 2030/31 2031/32 2032/33 2033/34 2034/35 | 13.998 | Yes | 20/04/2018 |  |  | Yes | 01/10/2021 |  |  |  |  | £5000 /MW | £25000 /MW | £10000 /MW | £15000 /MW | £35000 /MW | 100% | 200%
1 | MPRTR1 | T-4 | Capacity Auction | 2020 | Mercia Power Response (Tickhill Road) Limited |  | Tickhill Road | Distribution | Non CMRS | New Build Generating CMU |  | Not Prequalified | Opt-In |  | 15 |  | Yes | Yes |  | 0 | Yes | 7.832 |  |  | 7.375 |  |  |  | 7.534 |  |  | New reciprocating genset in acoustic enclosure Tickhill Road, Maltby, Rotherham, South Yorkshire, S66 7NG SK556921 | N/A |  |  |  | No | No | Yes | Metering Option (a) | No |  |  | No | [6 empty] | Yes
2 | MPRWR1 | T-4 | Capacity Auction | 2020 | Mercia Power Response (Whittington Road ) Limited |  | Whittington Road | Distribution | Non CMRS | New Build Generating CMU |  | Prequalified | Opt-In |  | 15 |  | Yes |  |  | 64350 |  | 6.833 |  |  | 6.435 |  |  |  | 6.592 |  |  | New reciprocating genset in acoustic enclosure Whittington Rd, Barrow Hill, Chesterfield S43 2PW SK412753 | N/A |  |  |  | No | No | Yes | Metering Option (a) | No |  |  | No | [6 empty] | No | Yes | 15 |  | Yes | 15 | CAN-2020-MPRWR1-001 | Mercia Power Response (Whittington Road ) Limited | MPRWR1 | 20/01/2017 | 15 | 2020/21 2021/22 2022/23 2023/24 2024/25 2025/26 2026/27 2027/28 2028/29 2029/30 2030/31 2031/32 2032/33 2033/34 2034/35 | 6.435 | Yes | 20/04/2018 |  |  | Yes | 01/10/2021 |  |  |  |  | £5000 /MW | £25000 /MW | £10000 /MW | £15000 /MW | £35000 /MW | 100% | 200%
1 | MPRWY1 | T-4 | Capacity Auction | 2020 | Mercia Power Response (The Wood Yard) Limited |  | The Wood Yard | Distribution | Non CMRS | New Build Generating CMU |  | Prequalified | Opt-In |  | 15 |  | Yes |  |  | 64650 |  | 6.865 |  |  | 6.465 |  |  |  | 6.78 |  |  | New reciprocating genset in acoustic enclosure The Wood Yard, Whitehill Rd, Gravesend, Kent, DA13 9NA TQ598696 | N/A |  |  |  | No | No | Yes | Metering Option (a) | No |  |  | No | [6 empty] | No | Yes | 15 |  | Yes | 15 | CAN-2020-MPRWY1-001 | Mercia Power Response (The Wood Yard) Limited | MPRWY1 | 20/01/2017 | 15 | 2020/21 2021/22 2022/23 2023/24 2024/25 2025/26 2026/27 2027/28 2028/29 2029/30 2030/31 2031/32 2032/33 2033/34 2034/35 | 6.465 | Yes | 20/04/2018 |  |  | Yes | 01/10/2021 |  |  |  |  | £5000 /MW | £25000 /MW | £10000 /MW | £15000 /MW | £35000 /MW | 100% | 200%
2 | MRCH-A | T-4 | Capacity Auction | 2020 | Reliance Generation Limited |  | Marchwood A | Distribution | Non CMRS | New Build Generating CMU |  | Not Prequalified | Opt-In |  | 15 |  | Yes | Yes |  | 0 | Yes | 20 |  |  | 18.834 |  |  |  | 18.834 |  |  | CMU Component is 500kVA reciprocating diesel engine. Reliance Generation, Marchwood Industrial Estate, Marchwood, SO40 4BL SU 392 112 | N/A |  |  |  | Yes | [13 empty] | Deferred
1 | MRCH-B | T-4 | Capacity Auction | 2020 | SelectGen Limited |  | Marchwood B | Distribution | Non CMRS | New Build Generating CMU |  | Not Prequalified | Opt-In |  | 15 |  | Yes | Yes |  | 0 | Yes | 20 |  |  | 18.834 |  |  |  | 18.834 |  |  | CMU Component is 500kVA reciprocating diesel engine. SelectGen Ltd, Marchwood Industrial Estate, Marchwood, SO40 4BL SU 392 112 | N/A |  |  |  | Yes | [13 empty] | Deferred
2 | MRWD-1 | T-4 | Capacity Auction | 2020 | SSE Energy Supply Ltd. | Ann Gray | Marchwood | Transmission | CMRS | Existing Generating CMU |  | Prequalified | Opt-In |  | 1 |  |  |  |  | 0 |  | 920 |  |  | 828 |  |  |  | 828 |  |  | Gensets 1. 2 & 3 Marchwood Power, Marchwood Industrial Park, Oceanic Way, Marchwood, Southampton, SO40 4BD SU395110 | 7212 |  |  |  | No |  |  | Metering Option (a) | No | [9 empty] | No | N/A |  |  | Yes | 1 | CAN-2020-MRWD-1-001 | SSE Energy Supply Ltd. | T_MRWD-1 | 20/01/2017 | 1 | 2020/21 | 828 | [10 empty] | £5000 /MW | £25000 /MW | £10000 /MW | £15000 /MW | £35000 /MW | 100% | 200%
1 | MT3014 | T-4 | Capacity Auction | 2020 | Haverton Energy Limited |  | Haverton Hill B | Distribution | CMRS | New Build Generating CMU |  | Prequalified | Opt-In |  | 15 |  | Yes |  |  | 196040 |  | 20.818 |  |  | 19.604 |  |  |  | 19.604 |  |  | gas fired reciprocating engines Haverton Hill Rd, Stockton-on-Tees, Billingham TS23 1PY NZ474224 | N/A |  |  |  | No |  |  | Metering Option (a) | [10 empty] | Yes | Yes | 15 |  | Yes | 15 | CAN-2020-MT3014-001 | Haverton Energy Limited | MT3014 | 20/01/2017 | 15 | 2020/21 2021/22 2022/23 2023/24 2024/25 2025/26 2026/27 2027/28 2028/29 2029/30 2030/31 2031/32 2032/33 2033/34 2034/35 | 19.604 | Yes | 20/04/2018 |  |  | Yes | 01/10/2021 |  |  |  |  | £5000 /MW | £25000 /MW | £10000 /MW | £15000 /MW | £35000 /MW | 100% | 200%
2 | MUREX4 | T-4 | Capacity Auction | 2020 | Murex Power Limited |  | Soho & Bake T-4 | Distribution | Non CMRS | New Build Generating CMU |  | Not Prequalified | Opt-In |  | 15 |  | Yes | Yes |  | 0 | Yes | 6.5 |  |  | 6.122 |  |  |  | 6.121 |  |  | A new build diesel and/or gas dual fuel generating station consisting of 12 generator units of 440KW each Trerulefoot, Saltash, Cornwall PL12 5BW SX 326 582 | N/A |  |  |  | Yes | [13 empty] | Deferred
X | MUREX4-Component |  |  |  | Murex Power Limited | [26 empty] | A new build diesel and/or gas dual fuel generating station consisting of 3 generator units of 500KW each Soho Farm, Soho, Leigh-Upon-Mendip, Radstock, Somerset, BA3 5RD ST 697 486
1 | NBB_01 | T-4 | Capacity Auction | 2020 | Limejump Ltd. |  | NBB_01 | Distribution | Non CMRS | New Build Generating CMU | Yes | Not Prequalified | Opt-In |  | 15 |  | Yes | Yes |  | 0 | Yes | 2.9 |  |  | 2.792 |  |  |  | 2.792 |  |  | 1 x 800kW/1100kWh BYD Lithium Ion Battery Oxcroft Solar Farm, Stanfree, Chesterfield, Derbyshire, S44 6AG SK 465 741 | NA |  |  |  | Yes | [13 empty] | Deferred
X | NBB_01-Component |  |  |  | Limejump Ltd. | [26 empty] | 800kW/ 1100kWh BYD Lithium Ion Battery Bourne Park Solar Farm, Bourne Park, Piddlehinton, Dorset. DT2 7TU SY 724 973
X | NBB_01-Component |  |  |  | Limejump Ltd. | [26 empty] | 1 x 250Kw/250KWh Lithium Ion Battery Pierces Farm, Field off Goring Lane, Grazeley Green, Reading, Berkshire. RG7 1LY SU 681 672
X | NBB_01-Component |  |  |  | Limejump Ltd. | [26 empty] | 1 x 800kW/1100kWh Lithium Ion Battery Bulls Head Farm, Eakley Lanes, Newport Pagnell, MK16 8LP SP 816 505
X | NBB_01-Component |  |  |  | Limejump Ltd. | [26 empty] | 1 x 250kW/250kWh Lithium Ion Battery Slepe Farm Solar, Seven Acres Field, Slepe Farm, Slepe, Nr Poole, Dorset, BH16 6HS SY 922 930
2 | NBB_02 | T-4 | Capacity Auction | 2020 | Limejump Ltd. |  | NBB_02 | Distribution | Non CMRS | New Build Generating CMU | Yes | Prequalified | Opt-In |  | 15 |  |  |  |  | 0 |  | 4.8 |  |  | 4.622 |  |  |  | 4.622 |  |  | 1000kW/1200kWh Lithium Ion Battery Lucern, Drayton Manor Farm, Alcester Road, Stratford-Upon-Avon, CV37 9RG SP 149 552 | N/A |  |  |  | No |  |  | Metering Option (a) | [10 empty] | Yes | Yes | 15 |  | Yes | 15 | CAN-2020-NBB_02-001 | Limejump Ltd. | 000032 000033 000034 000035 000036 | 20/01/2017 | 15 | 2020/21 2021/22 2022/23 2023/24 2024/25 2025/26 2026/27 2027/28 2028/29 2029/30 2030/31 2031/32 2032/33 2033/34 2034/35 | 4.622 |  |  |  |  | Yes | 01/10/2021 |  |  |  |  | £5000 /MW | £25000 /MW | £10000 /MW | £15000 /MW | £35000 /MW | 100% | 200%
X | NBB_02-Component |  |  |  | Limejump Ltd. | [26 empty] | 1000kW/1200kWh Lithium Ion Battery Oaks, Drayton Manor Farm, Alcester Road, Stratford-Upon-Avon, CV37 9RG SP 151 552
X | NBB_02-Component |  |  |  | Limejump Ltd. | [26 empty] | 1000kW/1200kWh Lithium Ion Battery Poplars, Drayton Manor Farm, Alcester Road, Stratford-Upon-Avon, CV37 9RG SP 159 545
X | NBB_02-Component |  |  |  | Limejump Ltd. | [26 empty] | 800kW/1100kWh Lithium Ion Battery The Leys, Drayton Manor Farm, Alcester Road, Stratford-Upon-Avon, CV37 9RG SP 161 552
X | NBB_02-Component |  |  |  | Limejump Ltd. | [26 empty] | 1000kW/1200kWh Lithium Ion Battery Willows, Drayton Manor Farm, Alcester Road, Stratford-Upon-Avon, CV37 9RG SP 156 545
1 | NBB_03 | T-4 | Capacity Auction | 2020 | Limejump Ltd. |  | NBB_03 | Distribution | Non CMRS | New Build Generating CMU | Yes | Rejected | Opt-In |  | 0 |  |  |  |  | 0 |  | 0 |  |  | 0 |  |  |  | 23.11 |  |  | 20 x 1.2MW / 1.2 MWh BYD Lithium Ion Battery: at Bristol Port near Land next to Chittening Road,Bristol,BS11 0YU Bristol Port near Land next to Chittening Road,Bristol,BS11 0YU ST 535 817 | N/A |  |  |  | Yes | [13 empty] | Deferred
2 | NBB_04 | T-4 | Capacity Auction | 2020 | Limejump Ltd. |  | NBB_04 | Distribution | Non CMRS | New Build Generating CMU | Yes | Rejected | Opt-In |  | 0 |  |  |  |  | 0 |  | 0 |  |  | 0 |  |  |  | 2.311 |  |  | 2 x 1.2MW / 1.2 MWh BYD Lithium Ion Battery "Butchersfield Landfill Site, Rixton Old Hall, Manchester Road, Rixton, WARRINGTON, WA3 6EW" SJ 684 893 | N/A |  |  |  | Yes | [13 empty] | Deferred
1 | NBB_10 | T-4 | Capacity Auction | 2020 | Limejump Ltd. |  | NBB_10 | Distribution | Non CMRS | New Build Generating CMU | Yes | Rejected | Opt-In |  | 0 |  |  |  |  | 0 |  | 0 |  |  | 0 |  |  |  | 4.044 |  |  | 1 x 1MW / 1.2 MWh BYD Lithium Ion Battery: at Drayton Manor Farm,Alcester Road,Stratford-upon-Avon,CV37 9RG Drayton Manor Farm,Alcester Road,Stratford-upon-Avon,CV37 9RG SP 155 558 | N/A |  |  |  | Yes | [13 empty] | Deferred
X | NBB_10-Component |  |  |  | Limejump Ltd. | [26 empty] | 1 x 1.2MW / 1.2 MWh BYD Lithium Ion Battery: at Heywood Grange,Dilhorne,Staffordshire,ST10 2PL Heywood Grange,Dilhorne,Staffordshire,ST10 2PL SJ 964 449
X | NBB_10-Component |  |  |  | Limejump Ltd. | [26 empty] | 1 x 1.2MW / 1.2 MWh BYD Lithium Ion Battery: at Carlton,Stockton-On-Tees,TS21 1EA Carlton,Stockton-On-Tees,TS21 1EA NZ 402 218
X | NBB_10-Component |  |  |  | Limejump Ltd. | [26 empty] | 1 x 0.8MW / 1.1 MWh BYD Lithium Ion Battery: at Brook Hall Farm,North Bradley,Trowbridge,Wiltshire,BA14 9PT Brook Hall Farm,North Bradley,Trowbridge,Wiltshire,BA14 9PT ST 854 536
2 | NBD_01 | T-4 | Capacity Auction | 2020 | Limejump Ltd. |  | NBD_01 | Distribution | CMRS | New Build Generating CMU |  | Rejected | Opt-In |  | 0 |  |  |  |  | 0 |  | 0 |  |  | 0 |  |  |  | 8.902 |  |  | 25 x 400kW cleaned thermal ( using Exhaust Gas Treatments) diesel gensets Disputes: 25*400kW, 50Hz canopy type diesel generator sets ( MTU/Caterpillar that meet the EU’s Stage III A emissions certification and using Gas-To-Liquids (GTL) fuels/lubricants and fitted with Exhaust Gas Treatments (EGT) incorporating Selective Catalytic Reduction (SCR), Diesel Particulate Filter (DPF) and Diesel Oxidation Catalyst (DOC) systems with “ad-blue”) Botley Rd, Southampton SO32 1DR SU 543 161 | NA |  |  |  | Yes | [13 empty] | Deferred
1 | NBD_02 | T-4 | Capacity Auction | 2020 | Limejump Ltd. |  | NBD_02 | Distribution | CMRS | New Build Generating CMU |  | Rejected | Opt-In |  | 0 |  |  |  |  | 0 |  | 0 |  |  | 0 |  |  |  | 13.349 |  |  | 38 x 400kW cleaned thermal ( using Exhaust Gas Treatments) diesel gensets Disputes: 38*400kW, 50Hz canopy type diesel generator sets ( MTU/Caterpillar that meet the EU’s Stage III A emissions certification and using Gas-To-Liquids (GTL) fuels/lubricants and fitted with Exhaust Gas Treatments (EGT) incorporating Selective Catalytic Reduction (SCR), Diesel Particulate Filter (DPF) and Diesel Oxidation Catalyst (DOC) systems with “ad-blue”) 2 Salterns Lane, Burlesdon, Southampton, SO31 8DH SU 479 088 | NA |  |  |  | Yes | [13 empty] | Deferred
2 | NBD_03 | T-4 | Capacity Auction | 2020 | Limejump Ltd. |  | NBD_03 | Distribution | CMRS | New Build Generating CMU |  | Rejected | Opt-In |  | 0 |  |  |  |  | 0 |  | 0 |  |  | 0 |  |  |  | 10.145 |  |  | 29 x 400kW cleaned thermal ( using Exhaust Gas Treatments) diesel gensets disputes: 29*400kW, 50Hz canopy type diesel generator sets ( MTU/Caterpillar that meet the EU’s Stage III A emissions certification and using Gas-To-Liquids (GTL) fuels/lubricants and fitted with Exhaust Gas Treatments (EGT) incorporating Selective Catalytic Reduction (SCR), Diesel Particulate Filter (DPF) and Diesel Oxidation Catalyst (DOC) systems with “ad-blue”) Kent Road, Southampton, Portswood,SO17 2lJ SU 435 146 | NA |  |  |  | Yes | [13 empty] | Deferred
1 | NBD_04 | T-4 | Capacity Auction | 2020 | Limejump Ltd. |  | NBD_04 | Distribution | CMRS | New Build Generating CMU |  | Rejected | Opt-In |  | 0 |  |  |  |  | 0 |  | 0 |  |  | 0 |  |  |  | 6.229 |  |  | 18 x 400kW cleaned thermal ( using Exhaust Gas Treatments) diesel gensets Disputes: 18*400kW, 50Hz canopy type diesel generator sets ( MTU/Caterpillar that meet the EU’s Stage III A emissions certification and using Gas-To-Liquids (GTL) fuels/lubricants and fitted with Exhaust Gas Treatments (EGT) incorporating Selective Catalytic Reduction (SCR), Diesel Particulate Filter (DPF) and Diesel Oxidation Catalyst (DOC) systems with “ad-blue”) Thornham Lane, Emsworth, PO10 8DD SU 758 048 | NA |  |  |  | Yes | [13 empty] | Deferred
2 | NBD_06 | T-4 | Capacity Auction | 2020 | Limejump Ltd. |  | NBD_06 | Distribution | CMRS | New Build Generating CMU |  | Rejected | Opt-In |  | 0 |  |  |  |  | 0 |  | 0 |  |  | 0 |  |  |  | 17.808 |  |  | 50 x 400kW cleaned thermal ( using Exhaust Gas Treatments) diesel gensets Whitewall Cottages, Upnor Rd, Upnor, Rochester, ME2 4UZ TQ 750 702 | NA |  |  |  | Yes | [13 empty] | Deferred
1 | NBD_07 | T-4 | Capacity Auction | 2020 | Limejump Ltd. |  | NBD_07 | Distribution | CMRS | New Build Generating CMU |  | Rejected | Opt-In |  | 0 |  |  |  |  | 0 |  | 0 |  |  | 0 |  |  |  | 12.459 |  |  | 35 x 400kW cleaned thermal ( using Exhaust Gas Treatments) diesel gensets Grain Rd, Rochester ME3 9RE TQ 838 753 | NA |  |  |  | Yes | [13 empty] | Deferred
2 | NBD_08 | T-4 | Capacity Auction | 2020 | Limejump Ltd. |  | NBD_08 | Distribution | CMRS | New Build Generating CMU |  | Rejected | Opt-In |  | 0 |  |  |  |  | 0 |  | 0 |  |  | 0 |  |  |  | 10.145 |  |  | 29 x 400kW cleaned thermal ( using Exhaust Gas Treatments) diesel gensets disputes: 29*400kW, 50Hz canopy type diesel generator sets ( MTU/Caterpillar that meet the EU’s Stage III A emissions certification and using Gas-To-Liquids (GTL) fuels/lubricants and fitted with Exhaust Gas Treatments (EGT) incorporating Selective Catalytic Reduction (SCR), Diesel Particulate Filter (DPF) and Diesel Oxidation Catalyst (DOC) systems with “ad-blue”) Bedhampton Quay, Harts Farm Way, Havant, PO9 1JN SU 706 054 | NA |  |  |  | Yes | [13 empty] | Deferred
1 | NBD_09 | T-4 | Capacity Auction | 2020 | Limejump Ltd. |  | NBD_09 | Distribution | CMRS | New Build Generating CMU |  | Rejected | Opt-In |  | 0 |  |  |  |  | 0 |  | 0 |  |  | 0 |  |  |  | 12.459 |  |  | 35 x 400kW cleaned thermal ( using Exhaust Gas Treatments) diesel gensets disputes: 35*400kW, 50Hz canopy type diesel generator sets ( MTU/Caterpillar that meet the EU’s Stage III A emissions certification and using Gas-To-Liquids (GTL) fuels/lubricants and fitted with Exhaust Gas Treatments (EGT) incorporating Selective Catalytic Reduction (SCR), Diesel Particulate Filter (DPF) and Diesel Oxidation Catalyst (DOC) systems with “ad-blue”) Weeke Down, Lanham Lane, Winchester, SO22 5QL SU 455 303 | NA |  |  |  | Yes | [13 empty] | Deferred
2 | NBD_10 | T-4 | Capacity Auction | 2020 | Limejump Ltd. |  | NBD_10 | Distribution | CMRS | New Build Generating CMU |  | Rejected | Opt-In |  | 0 |  |  |  |  | 0 |  | 0 |  |  | 0 |  |  |  | 13.349 |  |  | 38 x 400kW cleaned thermal ( using Exhaust Gas Treatments) diesel gensets Gloucester Airport, Down Hatherley Lane, Gloucester, Gloucestershire GL2 9QH SO 886 222 | NA |  |  |  | Yes | [13 empty] | Deferred
1 | NBD_11 | T-4 | Capacity Auction | 2020 | Limejump Ltd. |  | NBD_11 | Distribution | CMRS | New Build Generating CMU |  | Rejected | Opt-In |  | 0 |  |  |  |  | 0 |  | 0 |  |  | 0 |  |  |  | 43.605 |  |  | 25*2MW, 50Hz canopy type diesel generator sets ( MTU/Caterpillar that meet the EU’s Stage III A emissions certification and using Gas-To-Liquids (GTL) fuels/lubricants and fitted with Exhaust Gas Treatments (EGT) incorporating Selective Catalytic Reduction (SCR), Diesel Particulate Filter (DPF) and Diesel Oxidation Catalyst (DOC) systems with “ad-blue”) Manor Road, Queensborough, ME11 5LX TQ 907 706 | NA |  |  |  | Yes | [13 empty] | Deferred
2 | NBD_12 | T-4 | Capacity Auction | 2020 | Limejump Ltd. |  | NBD_12 | Distribution | CMRS | New Build Generating CMU |  | Not Prequalified | Opt-In |  | 15 |  | Yes | Yes |  | 0 | Yes | 4 |  |  | 3.767 |  |  |  | 3.767 |  |  | 1 MW diesel gensets 1 MW - Oakhill Farm, ST10 4JH SJ 999 393 | N/A |  |  |  | Yes | [13 empty] | Deferred
X | NBD_12-Component |  |  |  | Limejump Ltd. | [26 empty] | 0.5 MW diesel gensets Stoke Rygby Club, ST15 8TL SJ 912 387
X | NBD_12-Component |  |  |  | Limejump Ltd. | [26 empty] | 2MW (1 X 2 MW diesel gensets ) Cherry Barn, ST10 4QS SK 018 444
X | NBD_12-Component |  |  |  | Limejump Ltd. | [26 empty] | 0.5 MW diesel gensets Fenton Ind Est ST4 2TE SJ 894 460
1 | NDAFLS | T-4 | Capacity Auction | 2020 | Nuclear Decommissioning Authority |  | Fellside CHP Power Station | Distribution | CMRS | Existing Generating CMU |  |  | Opt-Out | Operational throughout the relevant Delivery Year | [14 empty] | 97.556 |  |  | Fellside CHP is located in Seascale- Cumbria- UK and consists of three GE Frame 6581B gas turbines which are able to run on natural gas or distillate. The primary purpose of the plant is to provide critical process steam to the adjacent Sellafield nuclear reprocessing facility. The plant is embedded on the distribution network but due to its capacity also has a 132kV connection to the transmission system. The plant has a distribution connection capacity of 215MVA and a power factor of 0.85 has been used for calculation purposes. Fellside CHP Sellafield Ltd Seascale Cumbria CA20 1PG UK NY035035 | 7039 and 7040 |  |  |  | No | No | No |  | No | [9 empty] | #N/A
2 | NDAMAN | T-4 | Capacity Auction | 2020 | Nuclear Decommissioning Authority |  | Maentwrog Hydro-electric Power Station | Distribution | CMRS | Existing Generating CMU |  | Prequalified | Opt-In |  | 1 |  |  |  |  | 0 |  | 28.41 |  |  | 24.478 |  |  |  | 24.478 |  |  | Maentwrog hydroelectric station is a 30MW plant near Blaenau Ffestiniog- Gwynedd. The plant was constructed in 1928 features two 15MW units and takes its water feed from the Llyn Trawsfynydd Reservoir. The plant is restricted to the quantity of water it can use as minimum water levels must be maintained in the resevoir. The plant has a connection capacity of 35300kVA and an associated power factor of 0.85. Maentwrog Power Station Magnox Ltd Maentwrog nr Blaenau Ffestiniog Gwynedd LL414HY UK SH653395 | 6015 |  |  |  | No | No | No |  | No | [9 empty] | Yes | N/A |  |  | Yes | 1 | CAN-2020-NDAMAN-001 | Nuclear Decommissioning Authority | E_MAEN-1 | 20/01/2017 | 1 | 2020/21 | 24.478 | [10 empty] | £5000 /MW | £25000 /MW | £10000 /MW | £15000 /MW | £35000 /MW | 100% | 200%
1 | NDAWYL | T-4 | Capacity Auction | 2020 | Nuclear Decommissioning Authority |  | Wylfa Nuclear Power Station | Transmission | CMRS | Existing Generating CMU |  |  | Opt-Out | Closed down, decommissioned or otherwise non-operational by the start of the relevant Delivery Year | [14 empty] | 0 |  |  | Wylfa Nuclear power station is a Magnox power station standing on a 20.8 hectare site on the north coast of Anglesey between Holyhead and Amlwch (address is Wylfa Site- Cemas- Ynys Môn- LL67 0DH). The site has only one running reactor and two operational turbine generators. This power station is scheduled to close at the end of 2015. Wylfa power station has three meters for capturing demand (ref) T_WYLF-D1: T_WYLF-D2: T_WYLF-D3. Wylfa ceased Generation at the end of December 2015. Wylfa Site Cemas Ynys Môn LL67 0DH SH350938 | MSIDs 6019-6022 | [17 empty] | #N/A
2 | NECBAL | T-4 | Capacity Auction | 2020 | Imperative Energy (Pendigo) Ltd |  | NEC Generation System | Distribution | Non CMRS | New Build Generating CMU |  | Prequalified | Opt-In |  | 15 |  | Yes | Yes |  | 153150 |  | 17.017 |  |  | 15.315 |  |  |  | 15.315 |  |  | The NEC Generation System (the Prospective Generating CMU) will be a 18MWe Gas fired Generation Station based on Spark Ignition Gas Engine Generator Sets. It is intended to participate in the Capacity Market Auction as a New Build CMU. Construction will take place on what is currently a Car Park on the National Exhibition Centre site, Birmingham. The proposed plant will comprise nine packaged 2MWe Gas Engine Generator sets with associated control & switch-room. The plant will connect to the existing WPD Elmdon 132/11kV distribution-level substation which is adjacent to the proposed site. The plant will provide electricity to the NEC via a Private Wire connection. NEC, East Car Park Road, Birmingham B40 1PW SP196837 | N/A |  |  |  | Yes | [13 empty] | Deferred | Yes | 15 |  | Yes | 15 | CAN-2020-NECBAL-001 | Imperative Energy (Pendigo) Ltd | NECBAL | 20/01/2017 | 15 | 2020/21 2021/22 2022/23 2023/24 2024/25 2025/26 2026/27 2027/28 2028/29 2029/30 2030/31 2031/32 2032/33 2033/34 2034/35 | 15.315 | Yes | 20/04/2018 | Yes | 01/04/2019 | Yes | 01/10/2021 |  |  | Yes | 01/10/2021 | £5000 /MW | £25000 /MW | £10000 /MW | £15000 /MW | £35000 /MW | 100% | 200%
1 | NEMO16 | T-4 | Capacity Auction | 2020 | NEMO LINK LIMITED |  | NEMO Link | Transmission | CMRS | New Build Interconnector CMU |  | Prequalified | Opt-In |  | 1 |  |  |  |  | 0 |  | 1000 |  |  | 770 |  |  |  | 770 |  |  | 1,000MW electricity interconnector between GB and Belgian transmission systems TR 334621 | N/A | [17 empty] | Yes | Yes |  |  | No | N/A
2 | Neth11 | T-4 | Capacity Auction | 2020 | Sun and Soil Solar Farms Limited |  | Netherhouse Farm | Distribution | Non CMRS | New Build Generating CMU | Yes | Rejected | Opt-In |  | 0 |  |  |  |  | 0 |  | 0 |  |  | 0 |  |  |  | 4.815 |  |  | a 5MW/24MWh lithium Ion battery storage development Netherhouse Farm, Calow Lane, Chesterfield S44 5XQ, UK SK 410 697 | N/A | [17 empty] | Deferred
1 | NEVE02 | T-4 | Capacity Auction | 2020 | Nevern Power Limited |  | Nevern Power | Distribution | Non CMRS | New Build Generating CMU |  | Prequalified | Opt-In |  | 15 |  |  |  |  | 0 |  | 16 |  |  | 15.067 |  |  |  | 15.067 |  |  | 16 MW power plant comprising 8 x 2MW reciprocating engines. Power plant will be connected to the local distribution network and local gas network. Wayn-Y-Pound Industrial Estate Ebbw Vale Gwent NP23 6PL SO 316 211 | N/A |  |  |  | No | No | Yes | Metering Option (a) | No |  |  | No | [6 empty] | No | Yes | 15 |  | Yes | 15 | CAN-2020-NEVE02-001 | Nevern Power Limited | NEVE02 | 20/01/2017 | 15 | 2020/21 2021/22 2022/23 2023/24 2024/25 2025/26 2026/27 2027/28 2028/29 2029/30 2030/31 2031/32 2032/33 2033/34 2034/35 | 15.067 |  |  |  |  | Yes | 01/10/2021 |  |  |  |  | £5000 /MW | £25000 /MW | £10000 /MW | £15000 /MW | £35000 /MW | 100% | 200%
2 | NEW123 | T-4 | Capacity Auction | 2020 | NEW FARM ENERGY LIMITED |  | NEW FARM | Distribution | Non CMRS | New Build Generating CMU |  | Not Prequalified | Opt-In |  | 15 |  | Yes |  |  | 0 | Yes | 10 |  |  | 9.417 |  |  |  | #N/A |  |  | NEW BUILD GAS FUELLED GENERATING STATION NEW FARM BURTON ROAD BURTON ON TRENT STAFFORDSHIRE DE13 9NF SK 219 281 | N/A |  |  |  | Yes | [13 empty] | Deferred
1 | NEWH02 | T-4 | Capacity Auction | 2020 | Veolia UK Limited |  | Newhaven ERF | Distribution | Non CMRS | Existing Generating CMU |  | Prequalified | Opt-In |  | 1 |  |  |  |  | 0 |  | 17.927 |  |  | 15.582 |  |  |  | 15.582 |  |  | Energy from waste facility located in Newhaven East Sussex - . It is a municipal waste incineration plant. It is based on two boilers supplying steam to one turbine-generator. Exhaust steam is condensed in a Air cooled condenser. The site normally operates at baseload. The auxiliary load is self supplied by the generator prior to export metering. The connection capacity used is the summer one. The power factor used is 0.85 for this CMU. New Haven Erf, North Quay Rd, Newhaven, East Sussex, BN9 0AB TQ445022 | 1900090585005 |  |  |  | No | No | Yes | Metering Option (a) | No |  |  | No | [6 empty] | No | N/A |  |  | Yes | 1 | CAN-2020-NEWH02-001 | Veolia UK Limited | NEWH02 | 20/01/2017 | 1 | 2020/21 | 15.582 | [10 empty] | £5000 /MW | £25000 /MW | £10000 /MW | £15000 /MW | £35000 /MW | 100% | 200%
2 | newho1 | T-4 | Capacity Auction | 2020 | Malcolm CM 3 Limited |  | newho1 | Distribution | Non CMRS | New Build Generating CMU |  | Not Prequalified | Opt-In |  | 15 |  | Yes | Yes |  | 0 | Yes | 20.28 |  |  | 19.098 |  |  |  | 19.098 |  |  | diesel and or gas reciprocating engines Glasgow and Edinburgh Rd, Motherwell ML1 5SY, UK NS 784 614 | n/a |  |  |  | Yes | [13 empty] | Deferred
1 | NHALL1 | T-4 | Capacity Auction | 2020 | New Hall Farm Energy Limited |  | NEW HALL | Distribution | Non CMRS | New Build Generating CMU |  | Not Prequalified | Opt-In |  | 15 |  | Yes | Yes |  | 0 | Yes | 4.8 |  |  | 4.52 |  |  |  | 4.52 |  |  | A new build diesel fuelled generating station. New Hall Farm, School Lane, Warrington, WA3 6LH SJ 677923 | N/A |  |  |  | Yes | [13 empty] | Yes
2 | NNB_05 | T-4 | Capacity Auction | 2020 | Limejump Ltd. |  | NNB_05 | Distribution | Non CMRS | New Build Generating CMU | Yes | Rejected | Opt-In |  | 0 |  |  |  |  | 0 |  | 0 |  |  | 0 |  |  |  | 2.889 |  |  | 3 x 1MW / 1.2 MWh BYD Lithium Ion Battery Bevercotes Energy Park, West Drayton Avenue, Bevercotes, Nottinghamshire, DN22 8DB SK 695 744 | N/A |  |  |  | Yes | [13 empty] | Deferred
1 | NNB_06 | T-4 | Capacity Auction | 2020 | Limejump Ltd. |  | NNB_06 | Distribution | Non CMRS | New Build Generating CMU | Yes | Rejected | Opt-In |  | 0 |  |  |  |  | 0 |  | 0 |  |  | 0 |  |  |  | 4.622 |  |  | 4 x 1.2MW / 1.2 MWh BYD Lithium Ion Battery Weights Farm,Weights Lane,Redditch,B97 6RG SP 029 692 | N/A |  |  |  | Yes | [13 empty] | Deferred
2 | NNB_07 | T-4 | Capacity Auction | 2020 | Limejump Ltd. |  | NNB_07 | Distribution | Non CMRS | New Build Generating CMU | Yes | Rejected | Opt-In |  | 0 |  |  |  |  | 0 |  | 0 |  |  | 0 |  |  |  | 4.622 |  |  | 4 x 1.2MW / 1.2 MWh BYD Lithium Ion Battery Land next to Dagnell End Rd, Alvechurch, Redditch B98 9BJ SP 045 695 | N/A |  |  |  | Yes | [13 empty] | Deferred
1 | NNB_08 | T-4 | Capacity Auction | 2020 | Limejump Ltd. |  | NNB_08 | Distribution | Non CMRS | New Build Generating CMU | Yes | Rejected | Opt-In |  | 0 |  |  |  |  | 0 |  | 0 |  |  | 0 |  |  |  | 2.311 |  |  | 1 x 1.2MW / 1.2 MWh BYD Lithium Ion Battery: at Skibeden - Skibeden Landfill, Harrogate Road Skipton, North Yorks, BD23 6AB Skibeden - Skibeden Landfill, Harrogate Road Skipton, North Yorks, BD23 6AB SE 013 527 | N/A |  |  |  | Yes | [13 empty] | Deferred
X | NNB_08-Component |  |  |  | Limejump Ltd. | [26 empty] | 1 x 1.2MW / 1.2 MWh BYD Lithium Ion Battery: at Harewood Extension - Harewood Whin Landfill, Tinker Lane, Rufforth, York, YO23 3RR Harewood Extension - Harewood Whin Landfill, Tinker Lane, Rufforth, York, YO23 3RR SE 537 523
2 | NNB_09 | T-4 | Capacity Auction | 2020 | Limejump Ltd. |  | NNB_09 | Distribution | Non CMRS | New Build Generating CMU | Yes | Not Prequalified | Opt-In |  | 15 |  | Yes | Yes |  | 0 | Yes | 2.4 |  |  | 2.31 |  |  |  | 2.311 |  |  | 1 x 1.2MW / 1.2 MWh BYD Lithium Ion Battery: at Avely Landfill site, Sandy Lane, Aveley, South Ockendon, Essex, RM15 4XP Avely Landfill site, Sandy Lane, Aveley, South Ockendon, Essex, RM15 4XP TQ 551 806 | N/A |  |  |  | Yes | [13 empty] | Deferred
X | NNB_09-Component |  |  |  | Limejump Ltd. | [26 empty] | 1 x 1.2MW / 1.2 MWh BYD Lithium Ion Battery: at Land North of Clayhill Farm Westoning,MK45 5JD Land North of Clayhill Farm Westoning,MK45 5JD TL 042 331
1 | NNB011 | T-4 | Capacity Auction | 2020 | Limejump Ltd. |  | NNB011 | Distribution | Non CMRS | New Build Generating CMU | Yes | Not Prequalified | Opt-In |  | 15 |  | Yes | Yes |  | 0 | Yes | 2.4 |  |  | 2.31 |  |  |  | 2.311 |  |  | 1 x 1.2MW / 1.2 MWh BYD Lithium Ion Battery: at Fell View Farm,Preston Road,Grimsargh,Preston,PR2 5SD Fell View Farm,Preston Road,Grimsargh,Preston,PR2 5SD SD 589 330 | N/A |  |  |  | Yes | [13 empty] | Deferred
X | NNB011-Component |  |  |  | Limejump Ltd. | [26 empty] | 1 x 1.2MW / 1.2 MWh BYD Lithium Ion Battery: at Fell View Farm,Preston Road,Grimsargh,Preston,PR2 5SD Separate connection Fell View Farm,Preston Road,Grimsargh,Preston,PR2 5SD SD 591 331
2 | NORT02 | T-4 | Capacity Auction | 2020 | Northwich Power Limited |  | Northwich Power | Distribution | Non CMRS | New Build Generating CMU |  | Prequalified | Opt-In |  | 15 |  | Yes | Yes |  | 0 |  | 20 |  |  | 18.834 |  |  |  | 18.834 |  |  | 20 MW power plant comprising 10 x 2MW gas reciprocating engines. Power plant will be connected to the SP distribution network and local gas network. Vacant Land, Griffiths Road, Lostock Gralam, CW9 7XU SJ 368 374 | N/A |  |  |  | Yes | [13 empty] | Deferred | Yes | 15 |  | No | N/A
1 | NS0002 | T-4 | Capacity Auction | 2020 | NASU Energy Storage Limited |  | NASU Pimbo | Distribution | Non CMRS | New Build Generating CMU | Yes | Not Prequalified | Opt-In |  | 15 |  | Yes |  |  | 0 | Yes | 49.8 |  |  | 47.952 |  |  |  | 47.952 |  |  | Battery Energy Storage System Unit 1, Pimbo Industrial Estate, Skelmersdale, WN8 9PR SD 501 036 | N/A |  |  |  | Yes | [13 empty] | Deferred
2 | NS0006 | T-4 | Capacity Auction | 2020 | NASU Energy Storage Limited |  | NASU Bloxwich | Distribution | Non CMRS | New Build Generating CMU | Yes | Prequalified | Opt-In |  | 15 |  | Yes |  |  | 0 |  | 41 |  |  | 39.479 |  |  |  | 39.479 |  |  | Battery Energy Storage System Unit 3 Bloxwich Lane Estate Walsall WS2 8TF SO 993 990 | N/A |  |  |  | Yes | [13 empty] | Deferred
1 | NS0007 | T-4 | Capacity Auction | 2020 | NASU Energy Storage Limited |  | NASU Pensnett | Distribution | Non CMRS | New Build Generating CMU | Yes | Not Prequalified | Opt-In |  | 15 |  | Yes |  |  | 0 | Yes | 49.9 |  |  | 48.049 |  |  |  | 48.049 |  |  | Battery Energy Storage System The Pensnett Estate, Kingswinford West Midlands DY6 7NA SO 903 897 | N/A |  |  |  | Yes | [13 empty] | Deferred
2 | NS0009 | T-4 | Capacity Auction | 2020 | NASU Energy Storage Limited |  | NASU Burntwood | Distribution | Non CMRS | New Build Generating CMU | Yes | Not Prequalified | Opt-In |  | 15 |  | Yes |  |  | 0 | Yes | 49.9 |  |  | 48.049 |  |  |  | 48.049 |  |  | Battery Energy Storage System Unit 12 Burntwood Business Park Burntwood Staffordshire WS7 3XP SK 042 086 | N/A |  |  |  | Yes | [13 empty] | Deferred
1 | NS0013 | T-4 | Capacity Auction | 2020 | NASU Energy Storage Limited |  | NASU Norcot | Distribution | Non CMRS | New Build Generating CMU | Yes | Not Prequalified | Opt-In |  | 15 |  | Yes | Yes |  | 0 | Yes | 7.5 |  |  | 7.222 |  |  |  | 7.222 |  |  | Battery Energy Storage System Unit 3 Norcot Industrial Estate Sterling Way Reading RG30 6HW SU 685 740 | N/A |  |  |  | Yes | [13 empty] | Deferred
2 | NU3015 | T-4 | Capacity Auction | 2020 | Larks Lane Limited |  | Larks Lane A | Distribution | CMRS | New Build Generating CMU |  | Not Prequalified | Opt-In |  | 15 |  | Yes |  |  | 0 | Yes | 21.18 |  |  | 19.945 |  |  |  | 19.945 |  |  | gas fired reciprocating engines Lark's Lane, Bristol BS37 9TX ST670853 | N/A |  |  |  | Yes | [13 empty] | Deferred
1 | OEL001 | T-4 | Capacity Auction | 2020 | ORIGAMI ENERGY LIMITED |  | OEL CM 01 | Distribution | Non CMRS | Unproven DSR CMU |  | Prequalified | Opt-In |  | 1 | Yes |  |  |  | 49955 |  | 11.5 |  | 9.991 | 9.991 |  |  |  | 19.218 |  |  | Siniat Bristol, manufacturing site for drywall plasterboard product. CM service will be manual reduction of all load. Marsh Lane Easton-in-Gordano Bristol BS20 0NE ST 50679 76924 | 2200030000000 |  |  |  | Yes | [13 empty] | Yes | Yes |  |  | Yes | 1 | CAN-2020-OEL001-001 | ORIGAMI ENERGY LIMITED | D00001 D00002 D00003 D00004 D00005 | 20/01/2017 | 1 | 2020/21 | 9.991 | [8 empty] | Yes | 31/08/2020 | £5000 /MW | £25000 /MW | £10000 /MW | £15000 /MW | £35000 /MW | 100% | 200%
X | OEL001-Component |  |  |  | ORIGAMI ENERGY LIMITED | [26 empty] | Siniat Ferrybridge, manufacturing plant producing dry wall plasterboard, CM service is manual reduction of all load. Kirkhaw Lane Knottingley WF11 8UL SE 48021 25543
X | OEL001-Component |  |  |  | ORIGAMI ENERGY LIMITED | [26 empty] | Beatson Clark, glass boost furnace with variable output HV transformer feeding a 750kW furnace. Normal Set Point is 450kW, service for CM will reduce to 0kW. Metering is provided at the output of the transformer using two meters, one connected to each winding, measuring about 225kW each. Up to 0.1 second resolution data is collected and can be presented in CSV file for turnout. Greasbrough Rd, Rotherham S60 1TZ SK 42590 93411
X | OEL001-Component |  |  |  | ORIGAMI ENERGY LIMITED | [26 empty] | CHP Bunhill 1 Central St, London EC1V 8AB TQ 32183 82447
X | OEL001-Component |  |  |  | ORIGAMI ENERGY LIMITED | [26 empty] | Diesel generation sets connected to a generator manufacturing facility. Lomondgate, Stirling Rd, Dumbarton G82 3RG NS 40041 77160
X | OEL001-Component |  |  |  | ORIGAMI ENERGY LIMITED | [26 empty] | Land Logical - Backup generation Stone Pit 1 Cotton Lane Dartford Kent DA9 9BB TQ 56695 74371
X | OEL001-Component |  |  |  | ORIGAMI ENERGY LIMITED | [26 empty] | Refrigeration load reduction from a large supermarket Newquay N/A
X | OEL001-Component |  |  |  | ORIGAMI ENERGY LIMITED | [26 empty] | HVAC load reduction from a office Swansea N/A
X | OEL001-Component |  |  |  | ORIGAMI ENERGY LIMITED | [26 empty] | HVAC load reduction from distribution centre Bridgewater N/A
X | OEL001-Component |  |  |  | ORIGAMI ENERGY LIMITED | [26 empty] | Refrigeration load reduction from a supermarket Nottingham N/A
X | OEL001-Component |  |  |  | ORIGAMI ENERGY LIMITED | [26 empty] | Refrigeration load reduction from a supermarket Blackpool N/A
X | OEL001-Component |  |  |  | ORIGAMI ENERGY LIMITED | [26 empty] | HVAC load reduction from a university Liverpool N/A
X | OEL001-Component |  |  |  | ORIGAMI ENERGY LIMITED | [26 empty] | HVAC load reduction from offices Reading N/A
X | OEL001-Component |  |  |  | ORIGAMI ENERGY LIMITED | [26 empty] | HVAC load reduction from a distribution centre Hayes N/A
X | OEL001-Component |  |  |  | ORIGAMI ENERGY LIMITED | [26 empty] | Refrigeration load reduction from a large warehouse Greater London N/A
X | OEL001-Component |  |  |  | ORIGAMI ENERGY LIMITED | [26 empty] | HVAC load reduction from a leisure centre Guildford N/A
X | OEL001-Component |  |  |  | ORIGAMI ENERGY LIMITED | [26 empty] | Manufacturing load reduction Coventry N/A
X | OEL001-Component |  |  |  | ORIGAMI ENERGY LIMITED | [26 empty] | UPS in data centre Reading N/A
X | OEL001-Component |  |  |  | ORIGAMI ENERGY LIMITED | [26 empty] | HVAC load reduction from group of offices Redhill N/A
X | OEL001-Component |  |  |  | ORIGAMI ENERGY LIMITED | [26 empty] | Process load shifting in quarrying Leicester N/A
X | OEL001-Component |  |  |  | ORIGAMI ENERGY LIMITED | [26 empty] | Thermal load shifting Loughborough N/A
X | OEL001-Component |  |  |  | ORIGAMI ENERGY LIMITED | [26 empty] | Water pumping load reduction Manchester N/A
X | OEL001-Component |  |  |  | ORIGAMI ENERGY LIMITED | [26 empty] | Water pumping load reduction Coventry N/A
X | OEL001-Component |  |  |  | ORIGAMI ENERGY LIMITED | [26 empty] | Building management system with behind the meter storage Stockport N/A
X | OEL001-Component |  |  |  | ORIGAMI ENERGY LIMITED | [26 empty] | Industrial process load reduction Cambridge N/A
X | OEL001-Component |  |  |  | ORIGAMI ENERGY LIMITED | [26 empty] | Industrial process load reduction Bristol N/A
X | OEL001-Component |  |  |  | ORIGAMI ENERGY LIMITED | [26 empty] | Industrial process load reduction Reading 0
2 | OGMO02 | T-4 | Capacity Auction | 2020 | Ogmore Power Limited |  | Ogmore Power | Distribution | Non CMRS | New Build Generating CMU |  | Prequalified | Opt-In |  | 15 |  |  |  |  | 0 |  | 16 |  |  | 15.067 |  |  |  | 15.067 |  |  | 16 MW power plant comprising 8 x 2MW gas reciprocating engines. Power plant will be connectd to the WPD distribution network and WWU gas network. Rassau Industrial Estate, Ebbw Vale, South Wales, NP23 5SD SO 315 212 | N/A |  |  |  | Yes | [13 empty] | Deferred | Yes | 15 |  | No | N/A
1 | OLD001 | T-4 | Capacity Auction | 2020 | Gas Generation Oldham Limited |  | Gas Generation Oldham 1 | Distribution | Non CMRS | New Build Generating CMU |  | Prequalified | Opt-In |  | 15 |  | Yes | Yes |  | 188340 |  | 20 |  |  | 18.834 |  |  |  | 18.834 |  |  | 10 x 2MW gas reciprocating engines used for power generation, with associated infrastructure. Yard at Windsor Street, Windsor Street, Oldham, OL1 4AQ SD 933 064 | N/A |  |  |  | Yes | [13 empty] | Deferred | Yes | 15 |  | Yes | 15 | CAN-2020-OLD001-001 | Gas Generation Oldham Limited | OLD001 | 20/01/2017 | 15 | 2020/21 2021/22 2022/23 2023/24 2024/25 2025/26 2026/27 2027/28 2028/29 2029/30 2030/31 2031/32 2032/33 2033/34 2034/35 | 18.834 | Yes | 20/04/2018 | Yes | 01/04/2019 | Yes | 01/10/2021 |  |  | Yes | 01/10/2021 | £5000 /MW | £25000 /MW | £10000 /MW | £15000 /MW | £35000 /MW | 100% | 200%
2 | P2200E | T-4 | Capacity Auction | 2020 | Danske Commodities A/S |  | Perkins 4016TAG2A | Distribution | Non CMRS | New Build Generating CMU |  | Prequalified | Opt-In |  | 3 |  | Yes |  |  | 0 |  | 25 |  |  | 23.543 |  |  |  | #N/A |  |  | Generation set identifier: FG Wilson / Leroy Somer LL9124L 15 identical low-voltage synchronous generators of the same design and rating (25 MW total capacity) Type of prime mover: diesel engine Operating regime: Non-intermittent Maximum reactive power export (lagging): 10 MVAr Maximum reactive power import (leading): 5 MVAr Rated terminal voltage: 400 V Rated terminal current: 3175 A Generation set registered capacity: 1.76 MW Generation set apparent power rating: 2200 MVA Land at Clay Hill Pit, Dormington, Hereford, HR1 4EP SO 576 397 | N/A |  |  |  | Yes | [13 empty] | Deferred
1 | ParcAd | T-4 | Capacity Auction | 2020 | PARC ADFER LIMITED |  | Parc Adfer | Distribution | Non CMRS | New Build Generating CMU |  | Prequalified | Opt-In |  | 15 |  | Yes | Yes |  | 0 |  | 17 |  |  | 14.776 |  |  |  | 14.776 |  |  | An energy from waste facility located in North Wales and designed to generate electricity Parc Adfer Energy Recovery Facility Deeside Industrial Park Deeside Flintshire CH5 2LL SJ 310 716. | N/A |  |  |  | Yes | [13 empty] | Deferred | Yes | 15 |  | No | N/A
2 | PARS01 | T-4 | Capacity Auction | 2020 | Peak Power Connections Limited |  | PARS01 | Distribution | Non CMRS | New Build Generating CMU |  | Not Prequalified | Opt-In |  | 15 |  | Yes | Yes |  | 0 | Yes | 12.168 |  |  | 11.459 |  |  |  | 11.459 |  |  | Diesel and/or gas reciprocating engines. Transport Yard, Parsonage Street, Oldbury, B69 4PH SO 995 890 | N/A |  |  |  | Yes | [13 empty] | Deferred
1 | PBSHW1 | T-4 | Capacity Auction | 2020 | Power Balancing Services Limited |  | Hallam Way | Distribution | Non CMRS | New Build Generating CMU |  | Prequalified | Opt-In |  | 15 |  |  |  |  | 0 |  | 3 |  |  | 2.825 |  |  |  | #N/A |  |  | New reciprocating genset in acoustic enclosure. Hallam way, Old Mill Lane Industrial Estate, Manfield, Woodhouse, Nottingham, NG19 9BG SK543622 | N/A |  |  |  | No | No | Yes | Metering Option (a) | No |  |  | No | [6 empty] | No | Yes | 15 |  | Yes | 15 | CAN-2020-PBSHW1-001 | Power Balancing Services Limited | PBSHW1 | 20/01/2017 | 15 | 2020/21 2021/22 2022/23 2023/24 2024/25 2025/26 2026/27 2027/28 2028/29 2029/30 2030/31 2031/32 2032/33 2033/34 2034/35 | 2.825 |  |  |  |  | Yes | 01/10/2021 |  |  |  |  | £5000 /MW | £25000 /MW | £10000 /MW | £15000 /MW | £35000 /MW | 100% | 200%
2 | PBSSL1 | T-4 | Capacity Auction | 2020 | Power Balancing Services (Sandy Lane) Limited |  | Sandy Lane | Distribution | Non CMRS | New Build Generating CMU |  | Prequalified | Opt-In |  | 15 |  | Yes |  |  | 66230 |  | 7.033 |  |  | 6.623 |  |  |  | 6.78 |  |  | New reciprocating genset in acoustic enclosure. Sandy Lane, Worksop, Nottingham, S80 1TL SK575801 | N/A |  |  |  | No | No | Yes | Metering Option (a) | No |  |  | No | [6 empty] | No | Yes | 15 |  | Yes | 15 | CAN-2020-PBSSL1-001 | Power Balancing Services (Sandy Lane) Limited | PBSSL1 | 20/01/2017 | 15 | 2020/21 2021/22 2022/23 2023/24 2024/25 2025/26 2026/27 2027/28 2028/29 2029/30 2030/31 2031/32 2032/33 2033/34 2034/35 | 6.623 | Yes | 20/04/2018 |  |  | Yes | 01/10/2021 |  |  |  |  | £5000 /MW | £25000 /MW | £10000 /MW | £15000 /MW | £35000 /MW | 100% | 200%
1 | PEH120 | T-4 | Capacity Auction | 2020 | SSE Generation Ltd. | Ann Gray | Peterhead | Transmission | CMRS | Existing Generating CMU |  | Prequalified | Opt-In |  | 1 |  |  |  |  | 0 |  | 1180 |  |  | 1062 |  |  |  | 1062 |  |  | Peterhead 1 Peterhead Power Station, Peterhead, Aberdeenshire, AB42 3BZ NK127430 | 8667 |  |  |  | No |  |  |  | No | [9 empty] | No | N/A |  |  | No | N/A
2 | PEHE02 | T-4 | Capacity Auction | 2020 | SSE Generation Ltd. |  | Peterhead Unit 2 | Transmission | CMRS | Existing Generating CMU |  |  | Opt-Out | Closed down, decommissioned or otherwise non-operational by the start of the relevant Delivery Year | [14 empty] | 594 |  |  | 0 Peterhead Power Station, Peterhead, Aberdeenshire, AB42 3BZ NK127430 | 0 | [17 empty] | #N/A
1 | PEMB11 | T-4 | Capacity Auction | 2020 | RWE Generation UK plc |  | CMU_PEMB-11 | Transmission | CMRS | Existing Generating CMU |  | Prequalified | Opt-In |  | 1 |  |  |  |  | 0 |  | 475 |  |  | 427.5 |  |  |  | 427.5 |  |  | Pembroke 11 - CCGT Pembroke Power Station Pembroke Dyfed SA71 5SS SM 930 027 | 7237 |  |  |  | No |  |  | Metering Option (a) | No | [9 empty] | No | N/A |  |  | Yes | 1 | CAN-2020-PEMB11-001 | RWE Generation UK plc | T_PEMB-11 | 20/01/2017 | 1 | 2020/21 | 427.5 | [10 empty] | £5000 /MW | £25000 /MW | £10000 /MW | £15000 /MW | £35000 /MW | 100% | 200%
2 | PEMB21 | T-4 | Capacity Auction | 2020 | RWE Generation UK plc |  | CMU_PEMB-21 | Transmission | CMRS | Existing Generating CMU |  | Prequalified | Opt-In |  | 1 |  |  |  |  | 0 |  | 475 |  |  | 427.5 |  |  |  | 427.5 |  |  | Pembroke 21 - CCGT Pembroke Power Station Pembroke Dyfed SA71 5SS SM 930 027 | 7237 |  |  |  | No |  |  | Metering Option (a) | No | [9 empty] | No | N/A |  |  | Yes | 1 | CAN-2020-PEMB21-001 | RWE Generation UK plc | T_PEMB-21 | 20/01/2017 | 1 | 2020/21 | 427.5 | [10 empty] | £5000 /MW | £25000 /MW | £10000 /MW | £15000 /MW | £35000 /MW | 100% | 200%
1 | PEMB31 | T-4 | Capacity Auction | 2020 | RWE Generation UK plc |  | CMU_PEMB-31 | Transmission | CMRS | Existing Generating CMU |  | Prequalified | Opt-In |  | 1 |  |  |  |  | 0 |  | 475 |  |  | 427.5 |  |  |  | 427.5 |  |  | Pembroke 31 - CCGT Pembroke Power Station Pembroke Dyfed SA71 5SS SM 930 027 | 7237 |  |  |  | No |  |  | Metering Option (a) | No | [9 empty] | No | N/A |  |  | Yes | 1 | CAN-2020-PEMB31-001 | RWE Generation UK plc | T_PEMB-31 | 20/01/2017 | 1 | 2020/21 | 427.5 | [10 empty] | £5000 /MW | £25000 /MW | £10000 /MW | £15000 /MW | £35000 /MW | 100% | 200%
2 | PEMB41 | T-4 | Capacity Auction | 2020 | RWE Generation UK plc |  | CMU_PEMB-41 | Transmission | CMRS | Existing Generating CMU |  | Prequalified | Opt-In |  | 1 |  |  |  |  | 0 |  | 475 |  |  | 427.5 |  |  |  | 427.5 |  |  | Pembroke 41 - CCGT Pembroke Power Station Pembroke Dyfed SA71 5SS SM 930 027 | 7237 |  |  |  | No |  |  | Metering Option (a) | No | [9 empty] | No | N/A |  |  | Yes | 1 | CAN-2020-PEMB41-001 | RWE Generation UK plc | T_PEMB-41 | 20/01/2017 | 1 | 2020/21 | 427.5 | [10 empty] | £5000 /MW | £25000 /MW | £10000 /MW | £15000 /MW | £35000 /MW | 100% | 200%
1 | PEMB51 | T-4 | Capacity Auction | 2020 | RWE Generation UK plc |  | CMU_PEMB-51 | Transmission | CMRS | Existing Generating CMU |  | Prequalified | Opt-In |  | 1 |  |  |  |  | 0 |  | 475 |  |  | 427.5 |  |  |  | 427.5 |  |  | Pembroke 51 - CCGT Pembroke Power Station Pembroke Dyfed SA71 5SS SM 930 027 | 7237 |  |  |  | No |  |  | Metering Option (a) | No | [9 empty] | Yes | N/A |  |  | Yes | 1 | CAN-2020-PEMB51-001 | RWE Generation UK plc | T_PEMB-51 | 20/01/2017 | 1 | 2020/21 | 427.5 | [10 empty] | £5000 /MW | £25000 /MW | £10000 /MW | £15000 /MW | £35000 /MW | 100% | 200%
2 | PEN002 | T-4 | Capacity Auction | 2020 | First Renewable Omega Limited |  | PENRITH2 | Distribution | Non CMRS | New Build Generating CMU |  | Prequalified | Opt-In |  | 15 |  | Yes | Yes |  | 188340 |  | 20 |  |  | 18.834 |  |  |  | 18.834 |  |  | A new build gas or diesel generating station. Graphite Resources Limited Derwenthaugh Ecoparc Derwenthaugh Road Blaydon NE16 3BJ NZ199632 | N/A |  |  |  | Yes | [13 empty] | Deferred | Yes | 15 |  | Yes | 15 | CAN-2020-PEN002-001 | First Renewable Omega Limited | PEN002 | 20/01/2017 | 15 | 2020/21 2021/22 2022/23 2023/24 2024/25 2025/26 2026/27 2027/28 2028/29 2029/30 2030/31 2031/32 2032/33 2033/34 2034/35 | 18.834 | Yes | 20/04/2018 | Yes | 01/04/2019 | Yes | 01/10/2021 |  |  | Yes | 01/10/2021 | £5000 /MW | £25000 /MW | £10000 /MW | £15000 /MW | £35000 /MW | 100% | 200%
1 | PEN016 | T-4 | Capacity Auction | 2020 | First Renewable Beta Limited |  | FIRST RENEWABLE ALPHA LIMITED | Distribution | Non CMRS | New Build Generating CMU |  | Prequalified | Opt-In |  | 15 |  | Yes | Yes |  | 18830 |  | 2 |  |  | 1.883 |  |  |  | 1.883 |  |  | a new build diesel and/or gas dual fuel generating station consisting of 1 generator units of 2.2 MW. Land east of the M1, Accessed off Station Road, Catthorpe. LE17 6DF SP 563 781 | N/A |  |  |  | Yes | [13 empty] | Deferred | Yes | 15 |  | Yes | 15 | CAN-2020-PEN016-001 | First Renewable Beta Limited | PEN016 | 20/01/2017 | 15 | 2020/21 2021/22 2022/23 2023/24 2024/25 2025/26 2026/27 2027/28 2028/29 2029/30 2030/31 2031/32 2032/33 2033/34 2034/35 | 1.883 | Yes | 20/04/2018 | Yes | 01/04/2019 | Yes | 01/10/2021 |  |  | Yes | 01/10/2021 | £5000 /MW | £25000 /MW | £10000 /MW | £15000 /MW | £35000 /MW | 100% | 200%
2 | PETEM2 | T-4 | Capacity Auction | 2020 | Centrica PB Limited |  | Peterborough | Distribution | CMRS | Existing Generating CMU |  | Prequalified | Opt-In |  | 1 |  |  |  |  | 0 |  | 245.163 |  |  | 230.87 |  |  |  | 230.87 |  |  | Centrica Peterborough Power Station (PPS) is an Open Cycle Gas Turbine (OCGT) electricity generating station. Centrica Peterborough Power Station, Storeys Bar Road, Peterborough, PE1 5NT. TL 218 991 | 7006 |  |  |  | No | No | Yes | Metering Option (a) | No | [9 empty] | No | N/A |  |  | No | N/A
1 | PGADCF | T-4 | Capacity Auction | 2020 | PENGEN AD LIMITED |  | Crossfield Farm | Distribution | Non CMRS | New Build Generating CMU |  | Not Prequalified | Opt-In |  | 15 |  | Yes | Yes |  | 0 | Yes | 49.9 |  |  | 46.991 |  |  |  | #N/A |  |  | The CMU installation is an arrangement of diesel powered reciprocating engines powering generators, located in an isolated rural site. Land off unclassified road, close to Crossfield Farm Bowscar Penrith Cumbria CA11 9NQ NY 499326 | N/A |  |  |  | Yes | [13 empty] | Deferred
2 | PGMHLS | T-4 | Capacity Auction | 2020 | PENGEN AD LIMITED |  | SalkeldMilburn | Distribution | Non CMRS | New Build Generating CMU |  | Not Prequalified | Opt-In |  | 15 |  | Yes | Yes |  | 0 | Yes | 6.5 |  |  | 6.121 |  |  |  | #N/A |  |  | The component will consist of a small array of diesel engined generators situated in a rural isolated location close to the existing Little Salkeld National Grid substation. Land at Long Meg Farm Long Meg Farm Little Salkeld Penrith Cumbria CA10 1NW NY 562 372 | N/A |  |  |  | Yes | [13 empty] | Deferred
X | PGMHLS-Component |  |  |  | PENGEN AD LIMITED | [26 empty] | The CMU component will consist of a single diesel engined generator installed close to the existing farm buildings at Milburn House farm. The generator will be located alongside a renewable energy scheme already with planning consent on the site. Milburn House Farm Bowscar Penrith CA11 9NW NY 500 346
1 | PGP10R | T-4 | Capacity Auction | 2020 | Peak Gen Power 10 Limited |  | Peak Gen Power 10 | Distribution | Non CMRS | New Build Generating CMU |  | Not Prequalified | Opt-In |  | 15 |  | Yes | Yes |  | 0 | Yes | 20 |  |  | 18.834 |  |  |  | #N/A |  |  | A new power plant, with associated civil works, switchgear and electrical connection. Stanstead Abbots Ware Hertfordshire SG12 8JY TL391105 | N/A |  |  |  | Yes | [13 empty] | Deferred
2 | PGP17W | T-4 | Capacity Auction | 2020 | Peak Gen Power 17 Limited |  | Peak Gen Power 17 | Distribution | Non CMRS | New Build Generating CMU |  | Not Prequalified | Opt-In |  | 15 |  | Yes | Yes |  | 0 |  | 20 |  |  | 18.834 |  |  |  | #N/A |  |  | A new power plant, with associated civil works, switchgear and electrical connection. Downs Road Witney OX29 0SS SP328101 | N/A |  |  |  | Yes | [13 empty] | Deferred |  |  |  | No | N/A
1 | PGP19B | T-4 | Capacity Auction | 2020 | Peak Gen Power 19 Limited |  | Peak Gen Power 19 Bishops Waltham New CMU | Distribution | Non CMRS | New Build Generating CMU |  | Not Prequalified | Opt-In |  | 15 |  | Yes | Yes |  | 0 | Yes | 20 |  |  | 18.834 |  |  |  | #N/A |  |  | A new power plant, with associated civil works, switchgear and electrical connection. Botley Road Bishops Waltham Southampton SO32 1DR SU542161 | N/A |  |  |  | Yes | [13 empty] | Deferred
2 | PGP20G | T-4 | Capacity Auction | 2020 | Peak Gen Power 20 Limited |  | Peak Gen Power 20 Gaywood Farm New CMU | Distribution | Non CMRS | New Build Generating CMU |  | Not Prequalified | Opt-In |  | 15 |  | Yes | Yes |  | 0 | Yes | 16 |  |  | 15.067 |  |  |  | #N/A |  |  | A new power plant, with associated civil works, switchgear and electrical connection. Gaywood Farm Hole Lane Edenbridge TN8 6SL TQ435482 | N/A |  |  |  | Yes | [13 empty] | Deferred
1 | PGP23M | T-4 | Capacity Auction | 2020 | Peak Gen Power 23 Limited |  | Peak Gen Power 23 Millbrook New CMU | Distribution | Non CMRS | New Build Generating CMU |  | Not Prequalified | Opt-In |  | 15 |  | Yes | Yes |  | 0 | Yes | 20 |  |  | 18.834 |  |  |  | #N/A |  |  | A new power plant, with associated civil works, switchgear and electrical connection. Western Avenue Southampton SO15 0JX SU387126 | N/A |  |  |  | Yes | [13 empty] | Deferred
2 | PGP24S | T-4 | Capacity Auction | 2020 | Peak Gen Power 24 Limited |  | Peak Gen Power 24 | Distribution | Non CMRS | New Build Generating CMU |  | Prequalified | Opt-In |  | 15 |  | Yes | Yes |  | 0 |  | 20 |  |  | 18.834 |  |  |  | #N/A |  |  | A new power plant, with associated civil works, switchgear and electrical connection. Barnfield Road Swindon SN2 2DJ SU128859 | N/A |  |  |  | Yes | [13 empty] | Deferred | Yes | 15 |  | No | N/A
1 | PGP25S | T-4 | Capacity Auction | 2020 | Peak Gen Power 25 Limited |  | Peak Gen Power 25 | Distribution | Non CMRS | New Build Generating CMU |  | Prequalified | Opt-In |  | 15 |  | Yes | Yes |  | 0 |  | 20 |  |  | 18.834 |  |  |  | #N/A |  |  | A new power plant, with associated civil works, switchgear and electrical connection. Wood Lane Cippenham Slough SL1 9EA SU946795 | N/A |  |  |  | Yes | [13 empty] | Deferred | Yes | 15 |  | No | N/A
2 | PGP26T | T-4 | Capacity Auction | 2020 | Peak Gen Power 26 Limited |  | Peak Gen Power 26 | Distribution | Non CMRS | New Build Generating CMU |  | Not Prequalified | Opt-In |  | 15 |  | Yes | Yes |  | 0 | Yes | 20 |  |  | 18.834 |  |  |  | #N/A |  |  | A new power plant, with associated civil works, switchgear and electrical connection. Nunhide Lane Theale Berkshire RG31 7SD SU647720 | N/A |  |  |  | Yes | [13 empty] | Deferred
1 | PGP27G | T-4 | Capacity Auction | 2020 | Peak Gen Power 27 Limited |  | Peak Gen Power 27 | Distribution | Non CMRS | New Build Generating CMU |  | Prequalified | Opt-In |  | 15 |  | Yes | Yes |  | 0 |  | 20 |  |  | 18.834 |  |  |  | #N/A |  |  | A new power plant, with associated civil works, switchgear and electrical connection. Amersham Road Denham Buckinghamshire SL9 7AW TQ018876 | N/A |  |  |  | Yes | [13 empty] | Deferred | Yes | 15 |  | No | N/A
2 | PGP28H | T-4 | Capacity Auction | 2020 | Peak Gen Power 28 Limited |  | Peak Gen Power 28 | Distribution | Non CMRS | New Build Generating CMU |  | Not Prequalified | Opt-In |  | 15 |  | Yes | Yes |  | 0 | Yes | 20 |  |  | 18.834 |  |  |  | #N/A |  |  | A new power plant, with associated civil works, switchgear and electrical connection. Southmoor Lane Havant PO9 1JW SU709056 | N/A |  |  |  | Yes | [13 empty] | Deferred
1 | PGP29P | T-4 | Capacity Auction | 2020 | Peak Gen Power 29 Limited |  | Peak Gen Power 29 | Distribution | Non CMRS | New Build Generating CMU |  | Not Prequalified | Opt-In |  | 15 |  | Yes | Yes |  | 0 | Yes | 20 |  |  | 18.834 |  |  |  | #N/A |  |  | A new power plant, with associated civil works, switchgear and electrical connection. Newgate Lane Fareham PO14 1JD SU565035 | N/A |  |  |  | Yes | [13 empty] | Deferred
2 | PGP30P | T-4 | Capacity Auction | 2020 | Peak Gen Power 30 Limited |  | Peak Gen Power 30 | Distribution | Non CMRS | New Build Generating CMU |  | Not Prequalified | Opt-In |  | 15 |  | Yes | Yes |  | 0 | Yes | 20 |  |  | 18.834 |  |  |  | #N/A |  |  | A new power plant, with associated civil works, switchgear and electrical connection. Haslingbourne Lane Petworth GU28 0JH SU978200 | N/A |  |  |  | Yes | [13 empty] | Deferred
1 | PGP3TW | T-4 | Capacity Auction | 2020 | Peak Gen Power 3 Ltd |  | Peak Gen Power 3 Tunbridge Wells New CMU | Distribution | Non CMRS | New Build Generating CMU |  | Not Prequalified | Opt-In |  | 15 |  | Yes | Yes |  | 0 | Yes | 20 |  |  | 18.834 |  |  |  | #N/A |  |  | A new power plant, with associated civil works, switchgear and electrical connection. North Farm Lane Tunbridge Wells TN2 3EW TQ601423 | N/A |  |  |  | Yes | [13 empty] | Deferred
2 | PGP4BC | T-4 | Capacity Auction | 2020 | Peak Gen Power 4 Limited |  | Peak Gen Power 4 | Distribution | Non CMRS | New Build Generating CMU |  | Not Prequalified | Opt-In |  | 15 |  | Yes | Yes |  | 0 | Yes | 20 |  |  | 18.834 |  |  |  | #N/A |  |  | A new power plant, with associated civil works, switchgear and electrical connection. Brindley Road Cardiff CF11 8TL ST167745 | N/A |  |  |  | Yes | [13 empty] | Deferred
1 | PGP9NE | T-4 | Capacity Auction | 2020 | Peak Gen Power 9 Limited |  | Peak Gen Power 9 | Distribution | Non CMRS | New Build Generating CMU |  | Prequalified | Opt-In |  | 15 |  | Yes | Yes |  | 0 |  | 20 |  |  | 18.834 |  |  |  | #N/A |  |  | A new power plant, with associated civil works, switchgear and electrical connection. Lower Way Thatcham Berkshire RG19 3TH SU501669 | N/A |  |  |  | Yes | [13 empty] | Deferred | Yes | 15 |  | No | N/A
2 | POL001 | T-4 | Capacity Auction | 2020 | E.ON UK CHP Limited |  | POL CHP | Distribution | Non CMRS | Existing Generating CMU |  | Prequalified | Opt-In |  | 1 |  |  |  |  | 0 |  | 32.604 |  |  | 29.344 |  |  |  | 29.344 |  |  | Gas fired CHP Address: Port of Liverpool CHP, Regent Road, Bootle, Liverpool, L20 1ED SJ 331 955 | 1300051821478 |  |  |  | No | No | Yes | Metering Option (b) | No | Yes | Data from this meter is aggregated as part of a complex site in accordance with BSCP514 |  |  | Yes |  | Metering is compliant with Metering Code of Practice 2 | Yes |  | Yes | N/A |  |  | Yes | 1 | CAN-2020-POL001-001 | E.ON UK CHP Limited | POL001 | 20/01/2017 | 1 | 2020/21 | 29.344 | [10 empty] | £5000 /MW | £25000 /MW | £10000 /MW | £15000 /MW | £35000 /MW | 100% | 200%
1 | PPL_02 | T-4 | Capacity Auction | 2020 | Progress Power Limited |  | Progress | Transmission | CMRS | New Build Generating CMU |  | Prequalified | Opt-In |  | 15 |  | Yes |  |  | 0 |  | 299 |  |  | 281.568 |  |  |  | 281.568 |  |  | A simple cycle gas fired power generating plant Land at the former Eye Airfield located in Eye, Mid Suffolk, England, IP23 7DH TM 132 751 | N/A |  |  |  | Yes | [13 empty] | Deferred | Yes | 15 |  | No | N/A
2 | PR_BEN | T-4 | Capacity Auction | 2020 | Prime Energy Development Limited |  | Bentley | Distribution | Non CMRS | New Build Generating CMU |  | Not Prequalified | Opt-In |  | 15 |  | Yes | Yes |  | 0 | Yes | 20 |  |  | 18.834 |  |  |  | 18.834 |  |  | 20 MWs of reciprocating engine generation connecting into existing 33kV pole Land at Barley Pound Farm Crondall GU10 5HL SU 793 466 | N/A |  |  |  | Yes | [13 empty] | Deferred
1 | PR_BLA | T-4 | Capacity Auction | 2020 | Prime Energy Development Limited |  | Blackwell | Distribution | Non CMRS | New Build Generating CMU |  | Prequalified | Opt-In |  | 15 |  | Yes | Yes |  | 0 |  | 20 |  |  | 18.834 |  |  |  | 18.834 |  |  | 20 MWs of reciprocating engine generation connecting into existing 33kv substation Land at Fordbridge Lane, Blackwell, DE55 5JY SK 439 578 | N/A |  |  |  | Yes | [13 empty] | Deferred | Yes | 15 |  | No | N/A
2 | PR_BUR | T-4 | Capacity Auction | 2020 | Prime Energy Development Limited |  | Burton South | Distribution | Non CMRS | New Build Generating CMU |  | Prequalified | Opt-In |  | 15 |  | Yes | Yes |  | 0 |  | 20 |  |  | 18.834 |  |  |  | 18.834 |  |  | 20 MWs of reciprocating engine generation connecting into existing 33kV substation Land at Outclough Farm, Biddulph Road, Stoke- on-Trent, ST6 8UW SJ 881 535 | N/A |  |  |  | Yes | [13 empty] | Deferred | Yes | 15 |  | No | N/A
1 | PR_DOD | T-4 | Capacity Auction | 2020 | Prime Energy Development Limited |  | Doddington Park | Distribution | Non CMRS | New Build Generating CMU |  | Prequalified | Opt-In |  | 15 |  | Yes | Yes |  | 0 |  | 20 |  |  | 18.834 |  |  |  | 18.834 |  |  | 20 MWs of reciprocating engine generation connecting into existing 33kv substation Land at Sadler Road, Doddington Park, LN6 3RT SK 928 682 | N/A |  |  |  | Yes | [13 empty] | Deferred | Yes | 15 |  | No | N/A
2 | PR_HAR | T-4 | Capacity Auction | 2020 | Prime Energy Development Limited |  | Harestock | Distribution | Non CMRS | New Build Generating CMU |  | Not Prequalified | Opt-In |  | 15 |  | Yes | Yes |  | 0 | Yes | 20 |  |  | 18.834 |  |  |  | 18.834 |  |  | 20MWs of reciprocating engine generation connecting into an existing 33 kV pole on land at Vale Farm, Enmill Lane, Pitt, Winchester, SO22 5QW Vale Farm, Enmill Lane, Pitt, Winchester, SO22 5QW SU 446 287 | N/A |  |  |  | Yes | [13 empty] | Deferred
1 | PR_PEN | T-4 | Capacity Auction | 2020 | Prime Energy Development Limited |  | Wolves Penn | Distribution | Non CMRS | New Build Generating CMU |  | Prequalified | Opt-In |  | 15 |  | Yes | Yes |  | 0 |  | 20 |  |  | 18.834 |  |  |  | 18.834 |  |  | 20 MWs of reciprocating engine generation connecting into existing 33kv substation Land at Awbridge Farm, Union Lane, Trysull, WV4 4YA SO 859 952 | N/A |  |  |  | Yes | [13 empty] | Deferred | Yes | 15 |  | No | N/A
2 | PR_SCA | T-4 | Capacity Auction | 2020 | Prime Energy Development Limited |  | Scarborough | Distribution | Non CMRS | New Build Generating CMU |  | Not Prequalified | Opt-In |  | 15 |  | Yes | Yes |  | 0 | Yes | 20 |  |  | 18.834 |  |  |  | 18.834 |  |  | 20 MWs of reciprocating engine generation connecting into existing 33kv substation Land off Coastal Road, Scarborough, YO13 0DE TA 022 914 | N/A |  |  |  | Yes | [13 empty] | Deferred
1 | PR_WES | T-4 | Capacity Auction | 2020 | Prime Energy Development Limited |  | Weston | Distribution | Non CMRS | New Build Generating CMU |  | Not Prequalified | Opt-In |  | 15 |  | Yes | Yes |  | 0 | Yes | 20 |  |  | 18.834 |  |  |  | 18.834 |  |  | 20 MWs of reciprocating engine generation connecting into existing 33kv substation Land off Main Road, Weston, CW2 5LD SJ 741 526 | N/A |  |  |  | Yes | [13 empty] | Deferred
2 | PR_WIL | T-4 | Capacity Auction | 2020 | Prime Energy Development Limited |  | Willow Park | Distribution | Non CMRS | New Build Generating CMU |  | Not Prequalified | Opt-In |  | 15 |  | Yes | Yes |  | 0 | Yes | 20 |  |  | 18.834 |  |  |  | 18.834 |  |  | 20 MWs of reciprocating engine generation connecting into existing 33kv substation Land at Thornton Lane Markfield LE67 9TU SK 465 096 | N/A |  |  |  | Yes | [13 empty] | Deferred
1 | PR_ZIG | T-4 | Capacity Auction | 2020 | Prime Energy Development Limited |  | Zig | Distribution | Non CMRS | New Build Generating CMU |  | Prequalified | Opt-In |  | 15 |  | Yes | Yes |  | 0 |  | 20 |  |  | 18.834 |  |  |  | 18.834 |  |  | 20 MWs of reciprocating engine generation connecting into existing 33kv substation Morton Hill Farm and land on the East side of Blyth Road, Babworth, DN22 8HE SK 668 792 | N/A |  |  |  | Yes | [13 empty] | Deferred | Yes | 15 |  | No | N/A
2 | PS3116 | T-4 | Capacity Auction | 2020 | Green Frog Power 214 Limited |  | Briton Ferry | Distribution | Non CMRS | Existing Generating CMU |  | Prequalified | Opt-In |  | 1 |  |  |  |  | 0 |  | 21.76 |  |  | 20.491 |  |  |  | #N/A |  |  | Reciprocating engines Brunel Way, Briton Ferry, SA11 2GA SS738933 | 2100041078814 |  |  |  | No | No | Yes | Metering Option (c) | No | Yes | Settlement metering |  |  | Yes |  | COP2 | Yes |  | Yes | N/A |  |  | No | N/A
1 | PUSH01 | T-4 | Capacity Auction | 2020 | Push Energy (Kentishes West) Limited |  | Kentishes West | Distribution | Non CMRS | New Build Generating CMU | Yes | Prequalified | Opt-In |  | 15 |  | Yes | Yes |  | 64510 |  | 6.7 |  |  | 6.451 |  |  |  | 6.451 |  |  | A new build storage station using batteries Kentishes Farm, Stisted, Braintree, Essex, CM77 8BX TL 786 265 | N/A |  |  |  | Yes | [13 empty] | Deferred | Yes | 15 |  | Yes | 15 | CAN-2020-PUSH01-001 | Push Energy (Kentishes West) Limited | PUSH01 | 20/01/2017 | 15 | 2020/21 2021/22 2022/23 2023/24 2024/25 2025/26 2026/27 2027/28 2028/29 2029/30 2030/31 2031/32 2032/33 2033/34 2034/35 | 6.451 | Yes | 20/04/2018 | Yes | 01/04/2019 | Yes | 01/10/2021 |  |  | Yes | 01/10/2021 | £5000 /MW | £25000 /MW | £10000 /MW | £15000 /MW | £35000 /MW | 100% | 200%
2 | PV3016 | T-4 | Capacity Auction | 2020 | Larks Lane Limited |  | Larks Lane B | Distribution | CMRS | New Build Generating CMU |  | Not Prequalified | Opt-In |  | 15 |  | Yes |  |  | 0 | Yes | 20.12 |  |  | 18.947 |  |  |  | 18.947 |  |  | gas fired reciprocating engines Lark's Lane, Bristol BS37 9TX ST670853 | N/A |  |  |  | Yes | [13 empty] | Deferred
1 | PYE001 | T-4 | Capacity Auction | 2020 | Warwick Generation Limited |  | Warwick Generation Pye Bridge 1 | Distribution | Non CMRS | New Build Generating CMU |  | Not Prequalified | Opt-In |  | 15 |  | Yes |  |  | 0 |  | 9 |  |  | 8.475 |  |  |  | 8.475 |  |  | 3 x 3MW gas reciprocating engines used for power generation, with associated infrastructure. Plot II, Pye Bridge Industrial Estate, Pye Bridge, Somercotes, Derbyshire, DE55 4NQ SK 433 530 | N/A |  |  |  | Yes | [13 empty] | Deferred
2 | QMC001 | T-4 | Capacity Auction | 2020 | E.ON Connecting Energies Limited |  | Queens Medical Centre CHP | Distribution | Non CMRS | Existing Generating CMU |  | Prequalified | Opt-In |  | 1 |  |  |  |  | 0 |  | 4.41 |  |  | 3.969 |  |  |  | 3.969 |  |  | A site with one gas turbine CHP, providing steam and electricity to Queen's Medical Centre at Nottingham. A new HH meter will replace the current meter with a full metering statement to follow. QMC Campus Nottingham University Hospitals Queens Medical Centre Derby Road Nottingham NG7 2UH SK548113 | n/a |  |  |  | No | No | No | Metering Option (b) | No | No |  |  |  | Yes |  | Will be meeting the standards as referenced in Schedule 7: Bespoke Technical Requirements D: Accuracy Requirements 7. Table 3: Metering Type 3 (Metering of circuits not exceeding 10MVA for the purposes of Capacity Market Settlement Activities) of the CM Rules. | Yes |  | Yes | N/A |  |  | Yes | 1 | CAN-2020-QMC001-001 | E.ON Connecting Energies Limited | QMC001 | 20/01/2017 | 1 | 2020/21 | 3.969 | [10 empty] | £5000 /MW | £25000 /MW | £10000 /MW | £15000 /MW | £35000 /MW | 100% | 200%
1 | QT3167 | T-4 | Capacity Auction | 2020 | Green Frog Power 214 Limited |  | Dowlais | Distribution | Non CMRS | Existing Generating CMU |  | Prequalified | Opt-In |  | 1 |  |  |  |  | 0 |  | 20 |  |  | 18.834 |  |  |  | #N/A |  |  | Reciprocating Engines Pengarnddu Ind Est, Dowlais Top, Merthyr Tydfil, CF48 2TA SO078088 | 2100041120360 |  |  |  | No | No | Yes | Metering Option (c) | Yes | Yes | settlement metering |  |  | Yes |  | COP2 | Yes |  | Yes | N/A |  |  | No | N/A
2 | R092BE | T-4 | Capacity Auction | 2020 | G2 Energy Limited |  | Bond Estates Milton Keynes | Distribution | Non CMRS | New Build Generating CMU |  | Not Prequalified | Opt-In |  | 15 |  | Yes | Yes |  | 0 | Yes | 5.984 |  |  | 5.431 |  |  |  | 5.431 |  |  | The CMU component comprises of three 2MW Combined Cycle Gas Turbines (CCGT) Bond Estates Milton Keynes MK1 1JJ SP 881 353 | N/A |  |  |  | Yes | [13 empty] | Deferred
1 | RANN-1 | T-4 | Capacity Auction | 2020 | SSE Generation Ltd. | Ann Gray | Rannoch 1 | Distribution | Non CMRS | Existing Generating CMU |  | Prequalified | Opt-In |  | 1 |  |  |  |  | 0 |  | 16 |  |  | 13.786 |  |  |  | 13.786 |  |  | 1 x hydro turbine & synchronous generator Rannoch Power Station, Rannoch, Perthshire, PH17 3QP NN529582 | 1700051768868 |  |  |  | No | No | Yes | Metering Option (a) | No |  |  | No | [6 empty] | No | N/A |  |  | Yes | 1 | CAN-2020-RANN-1-001 | SSE Generation Ltd. | RANN-1 | 20/01/2017 | 1 | 2020/21 | 13.786 | [10 empty] | £5000 /MW | £25000 /MW | £10000 /MW | £15000 /MW | £35000 /MW | 100% | 200%
2 | RANN-2 | T-4 | Capacity Auction | 2020 | SSE Generation Ltd. | Ann Gray | Rannoch 2 | Distribution | Non CMRS | Existing Generating CMU |  | Prequalified | Opt-In |  | 1 |  |  |  |  | 0 |  | 16 |  |  | 13.786 |  |  |  | 13.786 |  |  | 1 x hydro turbine & synchronous generator Rannoch Power Station, Rannoch, Perthshire, PH17 3QP NN529582 | 1700051768877 |  |  |  | No | No | Yes | Metering Option (a) | No |  |  | No | [6 empty] | No | N/A |  |  | Yes | 1 | CAN-2020-RANN-2-001 | SSE Generation Ltd. | RANN-2 | 20/01/2017 | 1 | 2020/21 | 13.786 | [10 empty] | £5000 /MW | £25000 /MW | £10000 /MW | £15000 /MW | £35000 /MW | 100% | 200%
1 | RANN-3 | T-4 | Capacity Auction | 2020 | SSE Generation Ltd. | Ann Gray | Rannoch 3 | Distribution | Non CMRS | Existing Generating CMU |  | Prequalified | Opt-In |  | 1 |  |  |  |  | 0 |  | 16 |  |  | 13.786 |  |  |  | 13.786 |  |  | 1 x hydro turbine & synchronous generator Rannoch Power Station, Rannoch, Perthshire, PH17 3QP NN529582 | 1700051768895 |  |  |  | No | No | Yes | Metering Option (a) | No |  |  | No | [6 empty] | No | N/A |  |  | Yes | 1 | CAN-2020-RANN-3-001 | SSE Generation Ltd. | RANN-3 | 20/01/2017 | 1 | 2020/21 | 13.786 | [10 empty] | £5000 /MW | £25000 /MW | £10000 /MW | £15000 /MW | £35000 /MW | 100% | 200%
2 | RATS01 | T-4 | Capacity Auction | 2020 | Uniper Global Commodities SE | Applications and Corresponsdence on behalf of UGC SE | Ratcliffe U1 | Transmission | CMRS | Existing Generating CMU |  | Prequalified | Opt-In |  | 1 |  |  |  |  | 0 |  | 515 |  |  | 447.638 |  |  |  | 447.638 |  |  | Ratcliffe Unit 1 coal-fired unit Ratcliffe-on-Soar Nottingham NG11 0EE SK503301 | 5014 (& 5016 for aux power) |  |  |  | No |  |  | Metering Option (a) | No | [9 empty] | No | N/A |  |  | Yes | 1 | CAN-2020-RATS01-001 | Uniper Global Commodities SE | T_RATS-1 &E_RATS-S | 20/01/2017 | 1 | 2020/21 | 447.638 | [10 empty] | £5000 /MW | £25000 /MW | £10000 /MW | £15000 /MW | £35000 /MW | 100% | 200%
1 | RATS02 | T-4 | Capacity Auction | 2020 | Uniper Global Commodities SE | Applications and Corresponsdence on behalf of UGC SE | Ratcliffe U2 | Transmission | CMRS | Existing Generating CMU |  | Prequalified | Opt-In |  | 1 |  |  |  |  | 0 |  | 515 |  |  | 447.638 |  |  |  | 447.638 |  |  | Ratcliffe Unit 2 coal-fired unit Ratcliffe-on-Soar Nottingham NG11 0EE SK503301 | 5014 (& 5016 for aux power) |  |  |  | No |  |  | Metering Option (a) | No | [9 empty] | No | N/A |  |  | Yes | 1 | CAN-2020-RATS02-001 | Uniper Global Commodities SE | T_RATS-2 &E_RATS-S | 20/01/2017 | 1 | 2020/21 | 447.638 | [10 empty] | £5000 /MW | £25000 /MW | £10000 /MW | £15000 /MW | £35000 /MW | 100% | 200%
2 | RATS03 | T-4 | Capacity Auction | 2020 | Uniper Global Commodities SE | Applications and Corresponsdence on behalf of UGC SE | Ratcliffe U3 | Transmission | CMRS | Existing Generating CMU |  | Prequalified | Opt-In |  | 1 |  |  |  |  | 0 |  | 515 |  |  | 447.638 |  |  |  | 447.638 |  |  | Ratcliffe Unit 3 coal-fired unit Ratcliffe-on-Soar Nottingham NG11 0EE SK503301 | 5015 (& 5016 for aux power) |  |  |  | No |  |  | Metering Option (a) | No | [9 empty] | No | N/A |  |  | Yes | 1 | CAN-2020-RATS03-001 | Uniper Global Commodities SE | T_RATS-3 &E_RATS-S | 20/01/2017 | 1 | 2020/21 | 447.638 | [10 empty] | £5000 /MW | £25000 /MW | £10000 /MW | £15000 /MW | £35000 /MW | 100% | 200%
1 | RATSU4 | T-4 | Capacity Auction | 2020 | Uniper Global Commodities SE | Applications and Corresponsdence on behalf of UGC SE | Ratcliffe U4 and GT | Transmission | CMRS | Existing Generating CMU |  | Prequalified | Opt-In |  | 1 |  |  |  |  | 0 |  | 532 |  |  | 463.647 |  |  |  | #N/A |  |  | Ratcliffe Unit 4 coal-fired unit Ratcliffe-on-Soar Nottingham NG11 0EE SK503301 | 5015 (& 5016 for aux power) |  |  |  | No |  |  |  | No | [9 empty] | No | N/A |  |  | Yes | 1 | CAN-2020-RATSU4-001 | Uniper Global Commodities SE | T_RATS-4 &E_RATS-S T_RATSGT-4 | 20/01/2017 | 1 | 2020/21 | 463.647 | [10 empty] | £5000 /MW | £25000 /MW | £10000 /MW | £15000 /MW | £35000 /MW | 100% | 200%
X | RATSU4-Component |  |  |  | Uniper Global Commodities SE | [26 empty] | Ratcliffe U4 auxiliary gas turbine. Note this Generating Unit is fuelled on Gas Oil as specified by BS2869 Class A2 Ratcliffe-on-Soar Nottingham NG11 0EE SK 503 301
2 | REDH01 | T-4 | Capacity Auction | 2020 | Peak Power Connections Limited |  | REDH01 | Distribution | Non CMRS | New Build Generating CMU |  | Not Prequalified | Opt-In |  | 15 |  | Yes | Yes |  | 0 | Yes | 20.28 |  |  | 19.098 |  |  |  | 19.098 |  |  | Diesel and/or gas reciprocating engines. Tintagel Way, Walsall WS9 8EW SK 039 008 | N/A |  |  |  | Yes | [13 empty] | Deferred
1 | RHE2_1 | T-4 | Capacity Auction | 2020 | Statkraft Markets GmbH |  | Rheidol Hydro Electric Power Plant Generator 2 | Distribution | CMRS | Existing Generating CMU |  | Prequalified | Opt-In |  | 1 |  |  |  |  | 0 |  | 21.358 |  |  | 18.402 |  |  |  | 18.402 |  |  | The CMU is belonging to the hydro-electric power scheme “Rheidol” close to Aberystwyth – Ceredigion - mid-Wales. The respective CMU is situated at the Cwm Rheidol Power Station (being one out of two) which is supplied by water from the Dinas Reservoir. Cwm Rheidol Aberystywth, Ceredigion SY23 3NF Aberystwyth SN 708 793 | MSSQ_5025.RHEIGE2MAE.AE |  |  |  | No | No | Yes |  | Yes | [9 empty] | Yes | N/A |  |  | Yes | 1 | CAN-2020-RHE2_1-001 | Statkraft Markets GmbH | E_RHEI-1 | 20/01/2017 | 1 | 2020/21 | 18.402 | [10 empty] | £5000 /MW | £25000 /MW | £10000 /MW | £15000 /MW | £35000 /MW | 100% | 200%
2 | RHE3_1 | T-4 | Capacity Auction | 2020 | Statkraft Markets GmbH |  | Rheidol Hydro Electric Power Plant Generator 3 | Distribution | CMRS | Existing Generating CMU |  | Prequalified | Opt-In |  | 1 |  |  |  |  | 0 |  | 21.317 |  |  | 18.367 |  |  |  | 18.367 |  |  | The CMU is belonging to the hydro-electric power scheme “Rheidol” close to Aberystwyth – Ceredigion - mid-Wales. The respective CMU is situated at the Cwm Rheidol Power Station (being one out of two) which is supplied by water from the Dinas Reservoir. Cwm Rheidol Aberystywth, Ceredigion SY23 3NF Aberystwyth SN 708 793 | MSSQ_5025.RHEIGE3MAE.AE |  |  |  | No | No | Yes |  | Yes | [9 empty] | Yes | N/A |  |  | Yes | 1 | CAN-2020-RHE3_1-001 | Statkraft Markets GmbH | E_RHEI-1 | 20/01/2017 | 1 | 2020/21 | 18.367 | [10 empty] | £5000 /MW | £25000 /MW | £10000 /MW | £15000 /MW | £35000 /MW | 100% | 200%
1 | RIBB02 | T-4 | Capacity Auction | 2020 | Ribble Power Limited |  | Ribble Power | Distribution | Non CMRS | New Build Generating CMU |  | Prequalified | Opt-In |  | 15 |  | Yes | Yes |  | 0 |  | 20 |  |  | 18.834 |  |  |  | 18.834 |  |  | 20 MW power plant comprising 10 x 2MW gas reciprocating engines. Power plant will be connected to the local distribution network and local gas network. North Tees Electricity Sub Station, Northern Power Grid, Haverton Hill Road, Billingham, Teeside, TS23 1PS NZ 448 522 | N/A |  |  |  | Yes | [13 empty] | Deferred | Yes | 15 |  | No | N/A
2 | RO16N2 | T-4 | Capacity Auction | 2020 | Rounponds Energy Limited |  | Rounponds2 | Distribution | Non CMRS | New Build Generating CMU |  | Not Prequalified | Opt-In |  | 15 |  | Yes | Yes |  | 0 | Yes | 10 |  |  | 9.417 |  |  |  | 9.417 |  |  | New build diesel or gas dual fuel generating station Rounponds Energy Limited Roundponds Farm, Melksham, Wiltshire SN12 8DF ST 896 644 | N/A |  |  |  | Yes | [13 empty] | Deferred
1 | RO2016 | T-4 | Capacity Auction | 2020 | Rounponds Energy Limited |  | Rounponds1 | Distribution | Non CMRS | New Build Generating CMU |  | Prequalified | Opt-In |  | 15 |  | Yes | Yes |  | 94170 |  | 10 |  |  | 9.417 |  |  |  | 9.417 |  |  | New build diesel or gas dual fuel generating station Rounponds Energy Limited Roundponds Farm, Melksham, Wiltshire SN12 8DF ST 896 644 | N/A |  |  |  | Yes | [13 empty] | Deferred | Yes | 15 |  | Yes | 15 | CAN-2020-RO2016-001 | Rounponds Energy Limited | RO2016 | 20/01/2017 | 15 | 2020/21 2021/22 2022/23 2023/24 2024/25 2025/26 2026/27 2027/28 2028/29 2029/30 2030/31 2031/32 2032/33 2033/34 2034/35 | 9.417 | Yes | 20/04/2018 | Yes | 01/04/2019 | Yes | 01/10/2021 |  |  | Yes | 01/10/2021 | £5000 /MW | £25000 /MW | £10000 /MW | £15000 /MW | £35000 /MW | 100% | 200%
2 | Rock13 | T-4 | Capacity Auction | 2020 | Sun and Soil Solar Farms Limited |  | Rock Farm | Distribution | Non CMRS | New Build Generating CMU | Yes | Rejected | Opt-In |  | 0 |  |  |  |  | 0 |  | 0 |  |  | 0 |  |  |  | 4.815 |  |  | a 5MW/24MWh lithium Ion battery storage development Rock Farm, Squirrel Ln, Ludlow SY8 4JX, UK SO 531 747 | N/A | [17 empty] | Deferred
1 | Rockhm | T-4 | Capacity Auction | 2020 | Enersyst Limited |  | Rockingham South | Distribution | Non CMRS | New Build Generating CMU |  | Not Prequalified | Opt-In |  | 15 |  | Yes |  |  | 0 | Yes | 18.2 |  |  | 17.139 |  |  |  | 17.139 |  |  | 10 x 2MW OCGT gas reciprocating engines Rockingham South, Smoke Land, Avonmouth BS11 0YT ST 526 805 | N/A |  |  |  | Yes | [13 empty] | Deferred
2 | ROSS12 | T-4 | Capacity Auction | 2020 | Rossington Power Limited |  | ROSSINGTON | Distribution | Non CMRS | New Build Generating CMU |  | Not Prequalified | Opt-In |  | 15 |  | Yes | Yes |  | 0 | Yes | 4 |  |  | 3.767 |  |  |  | 3.767 |  |  | A new build gas fuelled generating station. W1 Morris and Co, Bankwood Lane, New Rossington, Doncaster DN11 0PS, UK SK 606 988 | N/A |  |  |  | Yes | [13 empty] | Deferred
1 | RRRF01 | T-4 | Capacity Auction | 2020 | Riverside Resource Recovery Limited |  | RRRF01 | Distribution | Non CMRS | Existing Generating CMU |  | Prequalified | Opt-In |  | 1 |  |  |  |  | 0 |  | 74.721 |  |  | 67.249 |  |  |  | 67.249 |  |  | Energy from Waste Recovery Facility RRRL-EfW Facility Norman Road North Belvedere Kent DA17 6JY TQ496806 | 1200060787118 |  |  |  | No | No | Yes | Metering Option (b) | No | No |  |  |  | Yes |  | CoP 2 | Yes |  | Yes | N/A |  |  | Yes | 1 | CAN-2020-RRRF01-001 | Riverside Resource Recovery Limited | RGEN01 | 20/01/2017 | 1 | 2020/21 | 67.249 | [10 empty] | £5000 /MW | £25000 /MW | £10000 /MW | £15000 /MW | £35000 /MW | 100% | 200%
2 | RTG20C | T-4 | Capacity Auction | 2020 | Uniper Global Commodities SE | Applications and Corresponsdence on behalf of UGC SE | Ratcliffe GT2 | Transmission | CMRS | Existing Generating CMU |  | Prequalified | Opt-In |  | 1 |  |  |  |  | 0 |  | 17 |  |  | 16.009 |  |  |  | #N/A |  |  | Ratcliffe U2 OCGT fuelled on Gas Oil as defined by BS2869 Class A2 Ratcliffe-on-Soar Nottingham NG11 0EE SK503301 | 5014 |  |  |  | No |  |  |  | No | [9 empty] | No | N/A |  |  | Yes | 1 | CAN-2020-RTG20C-001 | Uniper Global Commodities SE | T_RATSGT-2 | 20/01/2017 | 1 | 2020/21 | 16.009 | [10 empty] | £5000 /MW | £25000 /MW | £10000 /MW | £15000 /MW | £35000 /MW | 100% | 200%
1 | RU3168 | T-4 | Capacity Auction | 2020 | Green Frog Power 214 Limited |  | Flatworth | Distribution | Non CMRS | Existing Generating CMU |  | Prequalified | Opt-In |  | 1 |  |  |  |  | 0 |  | 20 |  |  | 18.834 |  |  |  | #N/A |  |  | Reciprocating engines High Flatworth, North Shields, NE29 7UZ NZ332677 | 1574000307917 |  |  |  | No | No | Yes | Metering Option (c) | No | Yes | settlement |  |  | Yes |  | COP2 | Yes |  | Yes | N/A |  |  | No | N/A
2 | RW3017 | T-4 | Capacity Auction | 2020 | Marsh Energy Limited |  | Water Orton A | Distribution | CMRS | New Build Generating CMU |  | Prequalified | Opt-In |  | 15 |  | Yes |  |  | 0 |  | 21.18 |  |  | 19.945 |  |  |  | 19.945 |  |  | gas fired reciprocating engines M42, Water Orton, Birmingham B46 1NU SP185914 | N/A |  |  |  | Yes | [13 empty] | Deferred | Yes | 15 |  | No | N/A
1 | S20G01 | T-4 | Capacity Auction | 2020 | Sembcorp Utilities (UK) Limited |  | Sembcorp Wilton GT1 | Transmission | CMRS | Existing Generating CMU |  | Prequalified | Opt-In |  | 1 |  |  |  |  | 0 |  | 41.71 |  |  | 37.539 |  |  |  | 37.539 |  |  | (Please note: CMU Metering is embedded behind Grid Connection Site: Wilton 66kV Substation. BM Unit T_WILCT-1). S20G01 is a OCGT in CHP Configuration within the (former ICI) Wilton Site. Sembcorp UK Headquarters, Wilton International, Middlesbrough, TS90 8WS NZ572214 | T_WILCT-1 |  |  |  | No |  |  | Metering Option (a) | Yes | [9 empty] | Yes | N/A |  |  | Yes | 1 | CAN-2020-S20G01-001 | Sembcorp Utilities (UK) Limited | T_WILCT-1 | 20/01/2017 | 1 | 2020/21 | 37.539 | [10 empty] | £5000 /MW | £25000 /MW | £10000 /MW | £15000 /MW | £35000 /MW | 100% | 200%
2 | S20G02 | T-4 | Capacity Auction | 2020 | Sembcorp Utilities (UK) Limited |  | Sembcorp Wilton GT2 | Transmission | CMRS | Existing Generating CMU |  | Prequalified | Opt-In |  | 1 |  |  |  |  | 0 |  | 41.745 |  |  | 37.571 |  |  |  | 37.571 |  |  | CMU Metering is embedded behind Grid Connection Site: Wilton 66kV Substation. BM Unit T_WILCT-1). S20G02 is a OCGT in CHP Configuration within the (former ICI) Wilton Site. Sembcorp UK Headquarters Wilton International Middlesbrough TS90 8WS United Kingdom NZ572214 | T_WILCT-1 |  |  |  | No |  |  | Metering Option (a) | Yes | [9 empty] | Yes | N/A |  |  | Yes | 1 | CAN-2020-S20G02-001 | Sembcorp Utilities (UK) Limited | T_WILCT-1 | 20/01/2017 | 1 | 2020/21 | 37.571 | [10 empty] | £5000 /MW | £25000 /MW | £10000 /MW | £15000 /MW | £35000 /MW | 100% | 200%
1 | S20S11 | T-4 | Capacity Auction | 2020 | Sembcorp Utilities (UK) Limited |  | Sembcorp Wilton ST11 | Transmission | CMRS | Existing Generating CMU |  | Prequalified | Opt-In |  | 1 |  |  |  |  | 0 |  | 24.153 |  |  | 21.738 |  |  |  | 21.738 |  |  | (Please note: CMU Metering is embedded behind Grid Connection Site: Wilton 66kV Substation. BM Unit T_WILCT-1). S20S11 is a Steam Turbine in CHP Configuration within the (former ICI) Wilton Site. Sembcorp UK Headquarters, Wilton International, Middlesbrough, TS90 8WS NZ572214 | T_WILCT-1 |  |  |  | No |  |  | Metering Option (a) | Yes | [9 empty] | Yes | N/A |  |  | Yes | 1 | CAN-2020-S20S11-001 | Sembcorp Utilities (UK) Limited | T_WILCT-1 | 20/01/2017 | 1 | 2020/21 | 21.738 | [10 empty] | £5000 /MW | £25000 /MW | £10000 /MW | £15000 /MW | £35000 /MW | 100% | 200%
2 | SALT01 | T-4 | Capacity Auction | 2020 | Peak Power Connections Limited |  | SALT01 | Distribution | Non CMRS | New Build Generating CMU |  | Not Prequalified | Opt-In |  | 15 |  | Yes | Yes |  | 0 | Yes | 12.168 |  |  | 11.459 |  |  |  | 11.459 |  |  | Diesel and/or gas reciprocating engines. North Dean Business Park, Stainland Road, Halifax, HX4 8LR SE 095 220 | N/A |  |  |  | Yes | [13 empty] | Deferred
1 | SALTPS | T-4 | Capacity Auction | 2020 | Saltend Cogeneration Company Limited |  | Saltend Units 1-3 | Transmission | CMRS | Existing Generating CMU |  | Prequalified | Opt-In |  | 1 |  |  |  |  | 0 |  | 1200 |  |  | 1080 |  |  |  | 1080 |  |  | Unit 1 at Saltend Power Station. Saltend Power Station Saltend Hull HU12 8GA TA160280 | 7079 |  |  |  | No |  |  |  | No | [9 empty] | No | N/A |  |  | Yes | 1 | CAN-2020-SALTPS-001 | Saltend Cogeneration Company Limited | T_SCCL-3 T_SCCL-1 T_SCCL-2 | 20/01/2017 | 1 | 2020/21 | 1080 | [10 empty] | £5000 /MW | £25000 /MW | £10000 /MW | £15000 /MW | £35000 /MW | 100% | 200%
X | SALTPS-Component |  |  |  | Saltend Cogeneration Company Limited | [26 empty] | Unit 2 at Saltend Power Station. Saltend Power Station Saltend Hull HU12 8GA TA160280
X | SALTPS-Component |  |  |  | Saltend Cogeneration Company Limited | [26 empty] | Unit 3 at Saltend Power Station. Saltend Power Station Saltend Hull HU12 8GA TA160280
2 | SAND01 | T-4 | Capacity Auction | 2020 | E.ON UK Cogeneration Ltd |  | Sandbach CCGT | Distribution | Non CMRS | Existing Generating CMU |  | Prequalified | Opt-In |  | 1 |  |  |  |  | 0 |  | 49.999 |  |  | 44.999 |  |  |  | 44.999 |  |  | Small CCGT (ex CHP) Address: Booth Lane, Sandbach CW11 3NU. SJ 739 632 | 1300051136210 |  |  |  | No | No | Yes | Metering Option (a) | No |  |  | No | [6 empty] | No | N/A |  |  | No | N/A
1 | SANDWE | T-4 | Capacity Auction | 2020 | Sandwell Power Ltd |  | Sandwell Power | Distribution | Non CMRS | New Build Generating CMU |  | Prequalified | Opt-In |  | 15 |  |  |  |  | 0 |  | 21 |  |  | 19.776 |  |  |  | 19.776 |  |  | A generating Station consisting of multiple reciprocating engines and alternators located on a single site. Voltage to be transformed where appropriate, to export. Site2, No. 40, Prothero Industrial Estate, Bilport Lane, Wednesbury, West Midlands WS10 0NS SO987940 | N/A |  |  |  | Yes | [13 empty] | Deferred
2 | SBE576 | T-4 | Capacity Auction | 2020 | South Bristol Energy Limited |  | South Bristol Energy Limited | Distribution | Non CMRS | New Build Generating CMU |  | Rejected | Opt-In |  | 0 |  |  |  |  | 0 |  | 0 |  |  | 0 |  |  |  | 6.75 |  |  | The CMU will initially consist of 7.5 MWe / 10 MWth gas fired CHP plant based at an Energy Centre in Bedminster, South Bristol. The project will export power to the grid and will also involve the laying and construction of a district heating network that will connect to up to 1000 residential dwellings and a selection of commercial and industrial units. There will be scope to increase the electrical output to 12 MWe - but this will not be implemented as part of the first phase. South Bristol Energy Limited - 13 Berkeley Street - London W1J 8DU ST 585 712 | N/A |  |  |  | Yes | [13 empty] | Deferred
1 | SE2016 | T-4 | Capacity Auction | 2020 | Somerley Energy Limited |  | Somerely Energy | Distribution | Non CMRS | New Build Generating CMU |  | Not Prequalified | Opt-In |  | 15 |  | Yes | Yes |  | 0 | Yes | 4.8 |  |  | 4.52 |  |  |  | 4.52 |  |  | Diesel or Gas Generation Station. Land adjacent to Haymer Warren Quarry Harbridge Drove 28 Kent Lane Ringwood Hampshire BH24 3PY SU 132 102 | N/A |  |  |  | Yes | [13 empty] | Deferred
2 | SEA1_2 | T-4 | Capacity Auction | 2020 | Seabank Power Limited |  | Seabank 1 and 2 | Transmission | CMRS | Existing Generating CMU |  | Prequalified | Opt-In |  | 1 |  |  |  |  | 0 |  | 1258 |  |  | 1132.2 |  |  |  | 1132.2 |  |  | Multi Shaft CCGT (Module 1) Seabank Power Limited Severn Road, Hallen Bristol BS10 7SP ST 534826 | 7056 |  |  |  | No |  |  | Metering Option (a) | No | [9 empty] | No | N/A |  |  | Yes | 1 | CAN-2020-SEA1_2-001 | Seabank Power Limited | T_SEAB-1 T_SEAB-2 | 20/01/2017 | 1 | 2020/21 | 1132.2 | [10 empty] | £5000 /MW | £25000 /MW | £10000 /MW | £15000 /MW | £35000 /MW | 100% | 200%
X | SEA1_2-Component |  |  |  | Seabank Power Limited | [26 empty] | Single Shaft CCGT (Module 2) Seabank Power Limited Severn Road, Hallen, Bristol BS10 7SP ST 534826
1 | SEALS2 | T-4 | Capacity Auction | 2020 | RWE Cogen UK Limited |  | CMU_SEALS-1 | Distribution | Non CMRS | Existing Generating CMU |  | Prequalified | Opt-In |  | 1 |  |  |  |  | 0 |  | 54.978 |  |  | 49.48 |  |  |  | 49.48 |  |  | Conoco Phillips CCGT - Private Network connected to Conoco Phillips Refinery - Auxiliary load behind CMU meter RWE Cogen UK Ltd North South Access Road Seal Sands Middlesbrough TS2 1FB NZ 527 248 | 1574000199083 |  |  |  | No | No | Yes | Metering Option (a) | No |  |  | Yes | A Metering Dispensation Application was issued by Northern Electric plc in 2001 for the use of SVA Metering Equipment not located at the Defined Metering Point. | [5 empty] | No | N/A |  |  | No | N/A
2 | SEL001 | T-4 | Capacity Auction | 2020 | NORTON POWER LIMITED |  | Norton Power 001 | Distribution | Non CMRS | New Build Generating CMU |  | Not Prequalified | Opt-In |  | 15 |  | Yes | Yes |  | 0 | Yes | 49.9 |  |  | 46.991 |  |  |  | 46.991 |  |  | Gas peaking reciprocating engine Land just north of the railway line, High Middlefield Farm, Durham Road, Thorpe Thewles, TS21 3LS NZ411223 | N/A |  |  |  | Yes | [13 empty] | Deferred
1 | SEL002 | T-4 | Capacity Auction | 2020 | CREYKE BECK POWER LIMITED |  | Creyke Beck Power 002 | Distribution | Non CMRS | New Build Generating CMU |  | Prequalified | Opt-In |  | 15 |  | Yes | Yes |  | 470760 |  | 49.99 |  |  | 47.076 |  |  |  | 47.076 |  |  | Gas peaking reciprocating engine Land at Burn Park Farm, Cottingham, HU16 5SB TA041347 | N/A |  |  |  | Yes | [13 empty] | Deferred | Yes | 15 |  | Yes | 15 | CAN-2020-SEL002-001 | CREYKE BECK POWER LIMITED | SEL002 | 20/01/2017 | 15 | 2020/21 2021/22 2022/23 2023/24 2024/25 2025/26 2026/27 2027/28 2028/29 2029/30 2030/31 2031/32 2032/33 2033/34 2034/35 | 47.076 | Yes | 20/04/2018 | Yes | 01/04/2019 | Yes | 01/10/2021 |  |  | Yes | 01/10/2021 | £5000 /MW | £25000 /MW | £10000 /MW | £15000 /MW | £35000 /MW | 100% | 200%
2 | SEL004 | T-4 | Capacity Auction | 2020 | PELHAM STORAGE LIMITED |  | Pelham Storage 004 | Distribution | Non CMRS | New Build Generating CMU | Yes | Prequalified | Opt-In |  | 15 |  | Yes | Yes |  | 481350 |  | 49.999 |  |  | 48.135 |  |  |  | 48.135 |  |  | Battery storage plant LAND NORTH OF PELHAM SUBSTATION AND SOUTH OF BERDEN ROAD, BERDEN, BISHOP’S STORTFORD, CM23 1BA TL457286 | N/A |  |  |  | Yes | [13 empty] | Deferred | Yes | 15 |  | Yes | 15 | CAN-2020-SEL004-001 | PELHAM STORAGE LIMITED | SEL004 | 20/01/2017 | 15 | 2020/21 2021/22 2022/23 2023/24 2024/25 2025/26 2026/27 2027/28 2028/29 2029/30 2030/31 2031/32 2032/33 2033/34 2034/35 | 48.135 | Yes | 20/04/2018 | Yes | 01/04/2019 | Yes | 01/10/2021 |  |  | Yes | 01/10/2021 | £5000 /MW | £25000 /MW | £10000 /MW | £15000 /MW | £35000 /MW | 100% | 200%
1 | SEL005 | T-4 | Capacity Auction | 2020 | NORTON STORAGE LIMITED |  | Norton Storage 005 | Distribution | Non CMRS | New Build Generating CMU | Yes | Prequalified | Opt-In |  | 15 |  | Yes | Yes |  | 480490 |  | 49.9 |  |  | 48.049 |  |  |  | 48.049 |  |  | Battery storage plant Land just north of the railway line, High Middlefield Farm, Durham Road, Thorpe Thewles, TS21 3LS NZ411223 | N/A |  |  |  | Yes | [13 empty] | Deferred | Yes | 15 |  | Yes | 15 | CAN-2020-SEL005-001 | NORTON STORAGE LIMITED | SEL005 | 20/01/2017 | 15 | 2020/21 2021/22 2022/23 2023/24 2024/25 2025/26 2026/27 2027/28 2028/29 2029/30 2030/31 2031/32 2032/33 2033/34 2034/35 | 48.049 | Yes | 20/04/2018 | Yes | 01/04/2019 | Yes | 01/10/2021 |  |  | Yes | 01/10/2021 | £5000 /MW | £25000 /MW | £10000 /MW | £15000 /MW | £35000 /MW | 100% | 200%
2 | SEL006 | T-4 | Capacity Auction | 2020 | CREYKE BECK STORAGE LIMITED |  | Creyke Beck Storage 006 | Distribution | Non CMRS | New Build Generating CMU | Yes | Not Prequalified | Opt-In |  | 15 |  | Yes | Yes |  | 0 | Yes | 49.99 |  |  | 48.135 |  |  |  | 48.135 |  |  | Battery storage plant Land at Burn Park Farm, Cottingham, HU16 5SB TA041347 | N/A |  |  |  | Yes | [13 empty] | Deferred
1 | SEL007 | T-4 | Capacity Auction | 2020 | LANGLEY STORAGE LIMITED |  | Langley Storage 007 | Distribution | Non CMRS | New Build Generating CMU | Yes | Prequalified | Opt-In |  | 15 |  | Yes | Yes |  | 480490 |  | 49.9 |  |  | 48.049 |  |  |  | 48.049 |  |  | Battery storage plant Land on the north side of Langley Road neighbouring the substation, Wolverhampton, WV3 7LH SO875972 | N/A |  |  |  | Yes | [13 empty] | Deferred | Yes | 15 |  | Yes | 15 | CAN-2020-SEL007-001 | LANGLEY STORAGE LIMITED | SEL007 | 20/01/2017 | 15 | 2020/21 2021/22 2022/23 2023/24 2024/25 2025/26 2026/27 2027/28 2028/29 2029/30 2030/31 2031/32 2032/33 2033/34 2034/35 | 48.049 | Yes | 20/04/2018 | Yes | 01/04/2019 | Yes | 01/10/2021 |  |  | Yes | 01/10/2021 | £5000 /MW | £25000 /MW | £10000 /MW | £15000 /MW | £35000 /MW | 100% | 200%
2 | SEL-01 | T-4 | Capacity Auction | 2020 | SmartestEnergy Limited |  | SmartestEnergy DSR 1 | Distribution | Non CMRS | Unproven DSR CMU |  | Prequalified | Opt-In |  | 1 | Yes |  |  |  | 130320 |  | 30 |  | 26.064 | 26.064 |  |  |  | 26.064 |  |  | Aggregate CMU from multiple sources. TBC 0 | N/A |  |  |  | Yes | [13 empty] | Deferred | Yes |  |  | Yes | 1 | CAN-2020-SEL-01-001 | SmartestEnergy Limited | SEL-01 | 20/01/2017 | 1 | 2020/21 | 26.064 | [8 empty] | Yes | 31/08/2020 | £5000 /MW | £25000 /MW | £10000 /MW | £15000 /MW | £35000 /MW | 100% | 200%
1 | SEL-02 | T-4 | Capacity Auction | 2020 | SmartestEnergy Limited |  | SmartestEnergy DSR 2 | Distribution | Non CMRS | Unproven DSR CMU |  | Prequalified | Opt-In |  | 1 | Yes |  |  |  | 130320 |  | 30 |  | 26.064 | 26.064 |  |  |  | 26.064 |  |  | Aggregate CMU from multiple sources. TBC 0 | N/A |  |  |  | Yes | [13 empty] | Deferred | Yes |  |  | Yes | 1 | CAN-2020-SEL-02-001 | SmartestEnergy Limited | SEL-02 | 20/01/2017 | 1 | 2020/21 | 26.064 | [8 empty] | Yes | 31/08/2020 | £5000 /MW | £25000 /MW | £10000 /MW | £15000 /MW | £35000 /MW | 100% | 200%
2 | SEL-03 | T-4 | Capacity Auction | 2020 | SmartestEnergy Limited |  | SmartestEnergy DSR 3 | Distribution | Non CMRS | Unproven DSR CMU |  | Prequalified | Opt-In |  | 1 | Yes |  |  |  | 0 |  | 20 |  | 17.376 | 17.376 |  |  |  | 17.376 |  |  | Aggregate CMU from multiple sources. TBC 0 | N/A |  |  |  | No |  |  | Metering Option (a) | [10 empty] | No | Yes |  |  | Yes | 1 | CAN-2020-SEL-03-001 | SmartestEnergy Limited | SEL-03 | 20/01/2017 | 1 | 2020/21 | 17.376 | [10 empty] | £5000 /MW | £25000 /MW | £10000 /MW | £15000 /MW | £35000 /MW | 100% | 200%
1 | SEL-04 | T-4 | Capacity Auction | 2020 | SmartestEnergy Limited |  | SmartestEnergy DSR 4 | Distribution | Non CMRS | Unproven DSR CMU |  | Prequalified | Opt-In |  | 1 | Yes |  |  |  | 86880 |  | 20 |  | 17.376 | 17.376 |  |  |  | 17.376 |  |  | Aggregate CMU from multiple sources. TBC 0 | N/A |  |  |  | No |  |  | Metering Option (a) | [10 empty] | No | Yes |  |  | Yes | 1 | CAN-2020-SEL-04-001 | SmartestEnergy Limited | SEL-04 | 20/01/2017 | 1 | 2020/21 | 17.376 | [10 empty] | £5000 /MW | £25000 /MW | £10000 /MW | £15000 /MW | £35000 /MW | 100% | 200%
2 | SELBY2 | T-4 | Capacity Auction | 2020 | Precision Diesel Enterprises Limited |  | Gascoigne2 | Distribution | Non CMRS | New Build Generating CMU |  | Prequalified | Opt-In |  | 15 |  | Yes | Yes |  | 195880 |  | 20.8 |  |  | 19.588 |  |  |  | #N/A |  |  | Recprocating diesel engine as illustrated with the attached metered line diagram and CMU outline plan. Parascitic load will be 75KW Gascoigne Wood Mine Lennerton Lane Sherburn in Elmet Selby LS25 6LH SE 525318 | N/A (Opt-in) |  |  |  | Yes | [13 empty] | Deferred | Yes | 15 |  | Yes | 15 | CAN-2020-SELBY2-001 | Precision Diesel Enterprises Limited | Gasc01 Gasc02 Gasc03 Gasc04 | 20/01/2017 | 15 | 2020/21 2021/22 2022/23 2023/24 2024/25 2025/26 2026/27 2027/28 2028/29 2029/30 2030/31 2031/32 2032/33 2033/34 2034/35 | 19.588 | Yes | 20/04/2018 | Yes | 01/04/2019 | Yes | 01/10/2021 |  |  | Yes | 01/10/2021 | £5000 /MW | £25000 /MW | £10000 /MW | £15000 /MW | £35000 /MW | 100% | 200%
X | SELBY2-Component |  |  |  | Precision Diesel Enterprises Limited | [26 empty] | Recprocating diesel engine as illustrated with the attached metered line diagram and CMU outline plan. Parascitic load will be 75KW Gascoigne wood Mine Lennerton Lane Sherburn in Elmet Selby LS25 6LH SE 525318
X | SELBY2-Component |  |  |  | Precision Diesel Enterprises Limited | [26 empty] | Recprocating diesel engine as illustrated with the attached metered line diagram and CMU outline plan. Parascitic load will be 110 KW Gascoigne Wood Mine Lennerton Lane Sherburn in Elmet Selby LS25 6LH SE 525318
X | SELBY2-Component |  |  |  | Precision Diesel Enterprises Limited | [26 empty] | Recprocating diesel engine as illustrated with the attached metered line diagram and CMU outline plan. Parascitic load will be 75KW Gascoigne Wood Mine Lennerton lane Sherburn in Elmet Selby LS25 6LH SE 525318
1 | SHB1_2 | T-4 | Capacity Auction | 2020 | Centrica SHB Limited |  | South Humber Bank | Transmission | CMRS | Existing Generating CMU |  | Prequalified | Opt-In |  | 1 |  |  |  |  | 0 |  | 1400 |  |  | 1260 |  |  |  | 1260 |  |  | Centrica Humber Power Station Phase 1 is a Combined Cycle Gas Turbine (CCGT) electricity generating station. Centrica Humber Power Station, South Marsh Road, Stallingborough, DN41 8BZ. TA 227 134 | 7047 |  |  |  | No |  |  |  | No | [9 empty] | No | N/A |  |  | Yes | 1 | CAN-2020-SHB1_2-001 | Centrica SHB Limited | T_SHBA-1 T_SHBA-2 | 20/01/2017 | 1 | 2020/21 | 1260 | [10 empty] | £5000 /MW | £25000 /MW | £10000 /MW | £15000 /MW | £35000 /MW | 100% | 200%
X | SHB1_2-Component |  |  |  | Centrica SHB Limited | [26 empty] | Centrica Humber Power Station Phase 2 is a Combined Cycle Gas Turbine (CCGT) electricity generating station. Centrica Humber Power Station, South Marsh Road, Stallingborough, DN41 8BZ TA 227 134
2 | SHEWA1 | T-4 | Capacity Auction | 2020 | Malcolm CM 2 Limited |  | SHEWA1 | Distribution | Non CMRS | New Build Generating CMU |  | Not Prequalified | Opt-In |  | 15 |  | Yes | Yes |  | 0 | Yes | 20.28 |  |  | 19.098 |  |  |  | 19.098 |  |  | Diesel and or Gas reciprocating engines. SHEWALTON QUARRY, SHEWALTON ROAD, IRVINE, KA11 5AA NS 333 369 | n/a |  |  |  | Yes | [13 empty] | Deferred
1 | SHEWA3 | T-4 | Capacity Auction | 2020 | Malcolm CM 2 Limited |  | SHEWA2 | Distribution | Non CMRS | New Build Generating CMU |  | Not Prequalified | Opt-In |  | 15 |  | Yes | Yes |  | 0 | Yes | 6.084 |  |  | 5.729 |  |  |  | 5.729 |  |  | Diesel and or Gas reciprocating engines. SHEWALTON QUARRY, SHEWALTON ROAD, IRVINE, KA11 5AA NS 333 369 | n/a |  |  |  | Yes | [13 empty] | Deferred
2 | Sime10 | T-4 | Capacity Auction | 2020 | SIMEC POWER 10 |  | LSN 3 | Distribution | Non CMRS | New Build Generating CMU |  | Not Prequalified | Opt-In |  | 15 |  | Yes | Yes |  | 0 | Yes | 18 |  |  | 16.951 |  |  |  | 16.951 |  |  | A series of diesel fired generators, although other technologies are also being considered. Liberty Steel Newport, Corporation Road, Newport, NP19 4XE ST332851 | n/a |  |  |  | Yes | [13 empty] | Deferred
1 | Sime11 | T-4 | Capacity Auction | 2020 | SIMEC POWER 11 |  | Neachells lane | Distribution | Non CMRS | New Build Generating CMU |  | Not Prequalified | Opt-In |  | 15 |  | Yes | Yes |  | 0 | Yes | 18 |  |  | 16.951 |  |  |  | 16.951 |  |  | A series of diesel generators although alternative forms of fuel are currently being considered. Liberty Tubes, Neachells Lane, Willenhall, WV13 3SN SO947993 | N/A |  |  |  | Yes | [13 empty] | Deferred
2 | Sime1B | T-4 | Capacity Auction | 2020 | SIMEC POWER 1 |  | LSN 2 | Distribution | Non CMRS | New Build Generating CMU |  | Not Prequalified | Opt-In |  | 15 |  | Yes | Yes |  | 0 |  | 9 |  |  | 8.475 |  |  |  | 8.475 |  |  | 6 diesel generators built on an existing industrial site, although alternative fuels are being tested before a final decision is made. Liberty Steel Newport, Coroporation Road, Newport, NP19 4XE ST332851 | N/A |  |  |  | Yes | [13 empty] | Deferred
1 | Simec1 | T-4 | Capacity Auction | 2020 | SIMEC POWER 1 |  | LSN 1 | Distribution | Non CMRS | New Build Generating CMU |  | Not Prequalified | Opt-In |  | 15 |  | Yes | Yes |  | 0 |  | 8.91 |  |  | 8.391 |  |  |  | 8.475 |  |  | 6 diesel generators built on an existing industrial site although alternative fuel sources are also being considered. Liberty Steel Newport, Coroporation Road, Newport, NP19 4XE ST332851 | N/A |  |  |  | Yes | [13 empty] | Deferred
2 | Simec2 | T-4 | Capacity Auction | 2020 | SIMEC POWER 2 |  | Uskmouth 1 | Distribution | Non CMRS | New Build Generating CMU |  | Not Prequalified | Opt-In |  | 15 |  | Yes | Yes |  | 0 |  | 18 |  |  | 16.951 |  |  |  | 16.951 |  |  | A series of diesel generators although other fuels are also being considered. Uskmouth Power Station, West Nash Road, Nash, Newport, Gwent NP18 2BZ ST328838 | N/A |  |  |  | Yes | [13 empty] | Deferred
1 | Simec5 | T-4 | Capacity Auction | 2020 | SIMEC POWER 5 |  | Uskmouth 2 | Distribution | Non CMRS | New Build Generating CMU |  | Not Prequalified | Opt-In |  | 15 |  | Yes | Yes |  | 0 |  | 18 |  |  | 16.951 |  |  |  | 16.951 |  |  | This development is currently planned as a series of diesel generators. However, at this stage alternative fuels are being considered. Uskmouth Power Station, West Nash Road, Nash, Newport, Gwent NP18 2BZ ST328838 | N/A |  |  |  | Yes | [13 empty] | Deferred
2 | SLOY01 | T-4 | Capacity Auction | 2020 | SSE Generation Ltd. | Ann Gray | Sloy 1 | Distribution | CMRS | Existing Generating CMU |  | Prequalified | Opt-In |  | 1 |  |  |  |  | 0 |  | 40.743 |  |  | 35.104 |  |  |  | 35.104 |  |  | 1 x hydro turbine & synchronous generator Sloy Power Station, Inveruglas, By Arrochar, Argyll, G83 7DP NN320098 | 8681 |  |  |  | No | No | Yes | Metering Option (a) | No | [9 empty] | No | N/A |  |  | Yes | 1 | CAN-2020-SLOY01-001 | SSE Generation Ltd. | M_SLOY-1 | 20/01/2017 | 1 | 2020/21 | 35.104 | [10 empty] | £5000 /MW | £25000 /MW | £10000 /MW | £15000 /MW | £35000 /MW | 100% | 200%
1 | SLOY02 | T-4 | Capacity Auction | 2020 | SSE Generation Ltd. | Ann Gray | Sloy 2 | Transmission | CMRS | Existing Generating CMU |  | Prequalified | Opt-In |  | 1 |  |  |  |  | 0 |  | 40.914 |  |  | 35.252 |  |  |  | 35.252 |  |  | Genset 2 Sloy Power Station, Inveruglas, By Arrochar, Argyll, G83 7DP NN320098 | 8681 |  |  |  | No |  |  | Metering Option (a) | No | [9 empty] | No | N/A |  |  | Yes | 1 | CAN-2020-SLOY02-001 | SSE Generation Ltd. | T_SLOY-2 | 20/01/2017 | 1 | 2020/21 | 35.252 | [10 empty] | £5000 /MW | £25000 /MW | £10000 /MW | £15000 /MW | £35000 /MW | 100% | 200%
2 | SLOY03 | T-4 | Capacity Auction | 2020 | SSE Generation Ltd. | Ann Gray | Sloy 3 | Transmission | CMRS | Existing Generating CMU |  | Prequalified | Opt-In |  | 1 |  |  |  |  | 0 |  | 40 |  |  | 34.464 |  |  |  | 34.464 |  |  | Genset 3 Sloy Power Station, Inveruglas, By Arrochar, Argyll, G83 7DP NN320098 | 8681 |  |  |  | No |  |  | Metering Option (a) | No | [9 empty] | No | N/A |  |  | Yes | 1 | CAN-2020-SLOY03-001 | SSE Generation Ltd. | T_SLOY-3 | 20/01/2017 | 1 | 2020/21 | 34.464 | [10 empty] | £5000 /MW | £25000 /MW | £10000 /MW | £15000 /MW | £35000 /MW | 100% | 200%
1 | SLOY04 | T-4 | Capacity Auction | 2020 | SSE Generation Ltd. | Ann Gray | Sloy 4 | Distribution | CMRS | Existing Generating CMU |  | Prequalified | Opt-In |  | 1 |  |  |  |  | 0 |  | 34.067 |  |  | 29.352 |  |  |  | 29.352 |  |  | 1 x hydro turbine & synchronous generator Sloy Power Station, Inveruglas, By Arrochar, Argyll, G83 7DP NN320098 | 8681 |  |  |  | No | No | Yes | Metering Option (a) | No | [9 empty] | No | N/A |  |  | Yes | 1 | CAN-2020-SLOY04-001 | SSE Generation Ltd. | M_SLOY-4 | 20/01/2017 | 1 | 2020/21 | 29.352 | [10 empty] | £5000 /MW | £25000 /MW | £10000 /MW | £15000 /MW | £35000 /MW | 100% | 200%
2 | Smith1 | T-4 | Capacity Auction | 2020 | Russell Smith Farms Limited |  | Smith1 | Distribution | Non CMRS | New Build Generating CMU |  | Prequalified | Opt-In |  | 15 |  | Yes | Yes |  | 0 |  | 10 |  |  | 9.417 |  |  |  | 9.417 |  |  | Gas generation 5 x 2MW generators Manor Farm Barns Off Gravel Pit Hill Thriplow Nr Royston Herts SG8 7RE TL 449 461 | N/A |  |  |  | Yes | [13 empty] | Deferred | Yes | 15 |  | No | N/A
1 | SNAP01 | T-4 | Capacity Auction | 2020 | Walker & Son (Hauliers) Limited |  | SNAPE | Distribution | Non CMRS | New Build Generating CMU |  | Prequalified | Opt-In |  | 15 |  |  |  |  | 0 |  | 7 |  |  | 6.592 |  |  |  | 6.592 |  |  | A 7MW new build gas fuelled generating station. Snape Lane, Doncaster, DN11 8SR SK 620 909 | N/A |  |  |  | Yes | [13 empty] | Deferred | Yes | 15 |  | Yes | 15 | CAN-2020-SNAP01-001 | Walker & Son (Hauliers) Limited | SNAP01 | 20/01/2017 | 15 | 2020/21 2021/22 2022/23 2023/24 2024/25 2025/26 2026/27 2027/28 2028/29 2029/30 2030/31 2031/32 2032/33 2033/34 2034/35 | 6.592 |  |  |  |  | Yes | 01/10/2021 |  |  | Yes | 01/10/2021 | £5000 /MW | £25000 /MW | £10000 /MW | £15000 /MW | £35000 /MW | 100% | 200%
2 | SP16BL | T-4 | Capacity Auction | 2020 | ScottishPower Generation Limited |  | Blackburn Mill | Distribution | Non CMRS | Existing Generating CMU |  | Prequalified | Opt-In |  | 1 |  |  |  |  | 0 |  | 60 |  |  | 54 |  |  |  | 54 |  |  | Small Combined Cycle Gas Turbine plant Registered capacity 75MVA or 60MW at 0.8PF. Livesey Branch Rd. Feniscowles. Blackburn. BB2 5HX SD 646 247 | Import MPAN 1620000828143. Export MPAN 1620000828134. |  |  |  | No | No | Yes | Metering Option (a) | No |  |  | No | [6 empty] | No | N/A |  |  | Yes | 1 | CAN-2020-SP16BL-001 | ScottishPower Generation Limited | BLA-U1 | 20/01/2017 | 1 | 2020/21 | 54 | [10 empty] | £5000 /MW | £25000 /MW | £10000 /MW | £15000 /MW | £35000 /MW | 100% | 200%
1 | SP16CR | T-4 | Capacity Auction | 2020 | ScottishPower Generation Limited |  | Cruachan | Transmission | CMRS | Existing Generating CMU | Yes | Prequalified | Opt-In |  | 1 |  |  |  |  | 0 |  | 440 |  |  | 423.676 |  |  |  | 423.676 |  |  | Cruachan pumped storage hydro plant - Unit 1 Lochawe, Dalmally, Argyll, PA33 1AN, Scotland NN 077 268 | MSID 8160: Main Outstation U3+U4 816000102 Check Outstation U3+U4 816000202. |  |  |  | No |  |  |  | No | [9 empty] | No | N/A |  |  | Yes | 1 | CAN-2020-SP16CR-001 | ScottishPower Generation Limited | T_CRUA-3 T_CRUA-4 T_CRUA-1 T_CRUA-2 | 20/01/2017 | 1 | 2020/21 | 423.676 | [10 empty] | £5000 /MW | £25000 /MW | £10000 /MW | £15000 /MW | £35000 /MW | 100% | 200%
X | SP16CR-Component |  |  |  | ScottishPower Generation Limited | [26 empty] | Cruachan pumped storage hydro plant - Unit 2 Lochawe, Dalmally. Argyll. PA33 1AN. Scotland NN 077 268
X | SP16CR-Component |  |  |  | ScottishPower Generation Limited | [26 empty] | Cruachan pump storage hydro plant - Unit 3 Lochawe, Dalmally. Argyll. PA33 1AN. Scotland NN 077 268
X | SP16CR-Component |  |  |  | ScottishPower Generation Limited | [26 empty] | Cruachan pump storage hydro plant - Unit 4 Lochawe, Dalmally. Argyll. PA33 1AN. Scotland NN 077 268
2 | SP16D2 | T-4 | Capacity Auction | 2020 | ScottishPower Generation Limited |  | Damhead Creek 2 CCGT | Transmission | CMRS | New Build Generating CMU |  | Prequalified | Opt-In |  | 15 |  | Yes |  |  | 0 |  | 1638 |  |  | 1474.2 |  |  |  | 1474.2 |  |  | New build Combined Cycle Gas Turbine plant Kingsnorth. Hoo. St Werburgh. Rochester. Kent. ME3 9TX TQ 812 728 | N/A |  |  |  | Yes | [13 empty] | Deferred | Yes | 15 |  | No | N/A
1 | SP16D3 | T-4 | Capacity Auction | 2020 | ScottishPower Generation Limited |  | Damhead Creek 2 OCGT | Transmission | CMRS | New Build Generating CMU |  | Prequalified | Opt-In |  | 15 |  | Yes |  |  | 0 |  | 162 |  |  | 152.555 |  |  |  | 152.555 |  |  | New build Open Cycle Gas Turbine plant Kingsnorth. Hoo. St Werburgh. Rochester. Kent. ME3 9TX TQ 812 728 | N/A |  |  |  | Yes | [13 empty] | Deferred | Yes | 15 |  | No | N/A
2 | SP16DC | T-4 | Capacity Auction | 2020 | ScottishPower Generation Limited |  | Damhead Creek | Transmission | CMRS | Existing Generating CMU |  | Prequalified | Opt-In |  | 1 |  |  |  |  | 0 |  | 805 |  |  | 724.5 |  |  |  | 724.5 |  |  | Combined Cycle Gas Turbine plant Kingsnorth. Hoo. St Werburgh. Rochester. Kent. ME3 9TX TQ 810 728 | MSID 7103: Main outstation ID 710301501. Check outstation ID 710302501. |  |  |  | No |  |  |  | No | [9 empty] | No | N/A |  |  | Yes | 1 | CAN-2020-SP16DC-001 | ScottishPower Generation Limited | T_DAMC-1 | 20/01/2017 | 1 | 2020/21 | 724.5 | [10 empty] | £5000 /MW | £25000 /MW | £10000 /MW | £15000 /MW | £35000 /MW | 100% | 200%
1 | SP16GL | T-4 | Capacity Auction | 2020 | ScottishPower Generation Limited |  | Glenlee Hydro | Distribution | Non CMRS | Existing Generating CMU |  | Prequalified | Opt-In |  | 1 |  |  |  |  | 0 |  | 24.141 |  |  | 20.8 |  |  |  | 20.8 |  |  | Glenlee hydro power station - Unit 1 Part of the Galloway hydroelectric scheme Registered capacity = 30MVA or 24MW at 0.8PF. Each of the 2 components = 12MW. New Galloway, Castle Douglas, Kirkcudbrightshire, DG7 3SF, Scotland NX 606 805 | U1 Import 1800053647539 U1 Export 1800053647548. |  |  |  | No | Yes | Yes | Metering Option (a) | No |  |  | No | [6 empty] | Yes | N/A |  |  | Yes | 1 | CAN-2020-SP16GL-001 | ScottishPower Generation Limited | GLE-U1 GLE-U2 | 20/01/2017 | 1 | 2020/21 | 20.8 | [10 empty] | £5000 /MW | £25000 /MW | £10000 /MW | £15000 /MW | £35000 /MW | 100% | 200%
X | SP16GL-Component |  |  |  | ScottishPower Generation Limited | [26 empty] | Glenlee hydro power station - Unit 2 Part of the Galloway hydroelectric scheme Registered capacity = 30MVA or 24MW at 0.8PF. Each of the 2 components = 12MW. New Galloway, Castle Douglas, Kirkcudbrightshire, DG7 3SF, Scotland NX 606 805
2 | SP16KE | T-4 | Capacity Auction | 2020 | ScottishPower Generation Limited |  | Kendoon Hydro | Distribution | Non CMRS | Existing Generating CMU |  | Prequalified | Opt-In |  | 1 |  |  |  |  | 0 |  | 24.165 |  |  | 20.82 |  |  |  | 20.821 |  |  | Kendoon hydro power station - Unit 1 Part of the Galloway hydroelectric scheme Registered capacity = 26.25MVA or 24MW at 0.915PF. Each of the 2 components = 12MW. St Johns Town of Dalry, Castle Douglas, Kirkcudbrightshire, DG7 3UB, Scotland NX 605 877 | U1 Import 1800053647557 U1 export 1800053647566. |  |  |  | No | Yes | Yes | Metering Option (a) | No |  |  | No | [6 empty] | Yes | N/A |  |  | Yes | 1 | CAN-2020-SP16KE-001 | ScottishPower Generation Limited | KEN-U1 KEN-U2 | 20/01/2017 | 1 | 2020/21 | 20.82 | [10 empty] | £5000 /MW | £25000 /MW | £10000 /MW | £15000 /MW | £35000 /MW | 100% | 200%
X | SP16KE-Component |  |  |  | ScottishPower Generation Limited | [26 empty] | Kendoon hydro power station - Unit 2 Part of the Galloway hydroelectric scheme Registered capacity = 26.25MVA or 24MW at 0.915PF. Each of the 2 components = 12MW. St Johns Town of Dalry, Castle Douglas, Kirkcudbrightshire, DG7 3UB, Scotland NX 605 877
1 | SP16RH | T-4 | Capacity Auction | 2020 | ScottishPower Generation Limited |  | Rye House | Transmission | CMRS | Existing Generating CMU |  | Prequalified | Opt-In |  | 1 |  |  |  |  | 0 |  | 715 |  |  | 643.5 |  |  |  | 643.5 |  |  | Combined Cycle Gas Turbine 1 Ratty's Lane, Hoddesdon. Hertsfordshire. EN11 ORF TL 387 089 | MSID 5023: Main Outstation ID502306105 Check outstation ID502306106. |  |  |  | No |  |  |  | No | [9 empty] | No | N/A |  |  | Yes | 1 | CAN-2020-SP16RH-001 | ScottishPower Generation Limited | T_RYHPS-1 | 20/01/2017 | 1 | 2020/21 | 643.5 | [10 empty] | £5000 /MW | £25000 /MW | £10000 /MW | £15000 /MW | £35000 /MW | 100% | 200%
2 | SP16SH | T-4 | Capacity Auction | 2020 | ScottishPower Generation Limited |  | Shoreham | Distribution | CMRS | Existing Generating CMU |  | Prequalified | Opt-In |  | 1 |  |  |  |  | 0 |  | 425 |  |  | 382.5 |  |  |  | 382.5 |  |  | Combined Cycle Gas Turbine plant Basin Road South. Portslade. East Sussex. BN41 1WF TQ 247 048 | MSID 7104: Main Outstation 71040001 Check Outstation 71040002. Import meter (when station not generating) MSID 7105 Outstation ID 710500001. |  |  |  | No | No | Yes |  | No | [9 empty] | No | N/A |  |  | Yes | 1 | CAN-2020-SP16SH-001 | ScottishPower Generation Limited | E_SHOS-1 | 20/01/2017 | 1 | 2020/21 | 382.5 | [10 empty] | £5000 /MW | £25000 /MW | £10000 /MW | £15000 /MW | £35000 /MW | 100% | 200%
1 | SP16TO | T-4 | Capacity Auction | 2020 | ScottishPower Generation Limited |  | Tongland Hydro | Distribution | Non CMRS | Existing Generating CMU |  | Prequalified | Opt-In |  | 1 |  |  |  |  | 0 |  | 34.541 |  |  | 29.761 |  |  |  | 29.761 |  |  | Tongland hydro power station - Unit 1 Part of the Galloway hydroelectric scheme Registered capacity = 41.25MVA or 33MW at 0.8PF. Each of the 3 components = 11MW. Tongland, Kirkcudbrightshire. DG6 4LT. Scotland NX 695 535 | U1 Import 1800053647575 U1 Export 1800053647584. |  |  |  | No | Yes | Yes | Metering Option (a) | No |  |  | No | [6 empty] | Yes | N/A |  |  | Yes | 1 | CAN-2020-SP16TO-001 | ScottishPower Generation Limited | TON-U1 TON-U2 TON-U3 | 20/01/2017 | 1 | 2020/21 | 29.761 | [10 empty] | £5000 /MW | £25000 /MW | £10000 /MW | £15000 /MW | £35000 /MW | 100% | 200%
X | SP16TO-Component |  |  |  | ScottishPower Generation Limited | [26 empty] | Tongland hydro power station - Unit 2 Part of the Galloway hydroelectric scheme Registered capacity = 41.25MVA or 33MW at 0.8PF. Each of the 3 components = 11MW. Tongland, Kirkcudbrightshire. DG6 4LT. Scotland NX 695 535
X | SP16TO-Component |  |  |  | ScottishPower Generation Limited | [26 empty] | Tongland hydro power station - Unit 3 Part of the Galloway hydroelectric scheme Registered capacity = 41.25MVA or 33MW at 0.8PF. Each of the 3 components = 11MW. Tongland, Kirkcudbrightshire. DG6 4LT. Scotland NX 695 535
2 | SPDR05 | T-4 | Capacity Auction | 2020 | ScottishPower Energy Retail Limited |  | SPERL DSR Unit 5 | Distribution | Non CMRS | Unproven DSR CMU |  | Prequalified | Opt-In |  | 1 | Yes |  |  |  | 21205 |  | 4.882 |  | 4.241 | 4.241 |  |  |  | 4.241 |  |  | Unproven DSR yet to be procured Unproven DSR yet to be procured N/A | N/A |  |  |  | Yes | [13 empty] | Deferred | Yes |  |  | Yes | 1 | CAN-2020-SPDR05-001 | ScottishPower Energy Retail Limited | DR05C1 | 20/01/2017 | 1 | 2020/21 | 4.241 | [8 empty] | Yes | 31/08/2020 | £5000 /MW | £25000 /MW | £10000 /MW | £15000 /MW | £35000 /MW | 100% | 200%
1 | SPDR06 | T-4 | Capacity Auction | 2020 | ScottishPower Energy Retail Limited |  | SPERL DSR Unit 6 | Distribution | Non CMRS | Unproven DSR CMU |  | Prequalified | Opt-In |  | 1 | Yes |  |  |  | 24735 |  | 5.694 |  | 4.947 | 4.947 |  |  |  | 4.947 |  |  | Unproven DSR yet to be procured Unproven DSR yet to be procured N/A | N/A |  |  |  | Yes | [13 empty] | Deferred | Yes |  |  | Yes | 1 | CAN-2020-SPDR06-001 | ScottishPower Energy Retail Limited | DR06C1 | 20/01/2017 | 1 | 2020/21 | 4.947 | [8 empty] | Yes | 31/08/2020 | £5000 /MW | £25000 /MW | £10000 /MW | £15000 /MW | £35000 /MW | 100% | 200%
2 | SPDR07 | T-4 | Capacity Auction | 2020 | ScottishPower Energy Retail Limited |  | SPERL DSR Unit 7 | Distribution | Non CMRS | Unproven DSR CMU |  | Prequalified | Opt-In |  | 1 | Yes |  |  |  | 12945 |  | 2.98 |  | 2.589 | 2.589 |  |  |  | 2.589 |  |  | Unproven DSR yet to be procured Unproven DSR yet to be procured N/A | N/A |  |  |  | Yes | [13 empty] | Deferred | Yes |  |  | Yes | 1 | CAN-2020-SPDR07-001 | ScottishPower Energy Retail Limited | DR07C1 | 20/01/2017 | 1 | 2020/21 | 2.589 | [8 empty] | Yes | 31/08/2020 | £5000 /MW | £25000 /MW | £10000 /MW | £15000 /MW | £35000 /MW | 100% | 200%
1 | SPDR08 | T-4 | Capacity Auction | 2020 | ScottishPower Energy Retail Limited |  | SPERL DSR Unit 8 | Distribution | Non CMRS | Unproven DSR CMU |  | Prequalified | Opt-In |  | 1 | Yes |  |  |  | 20180 |  | 4.645 |  | 4.036 | 4.036 |  |  |  | 4.036 |  |  | Unproven DSR yet to be procured Unproven DSR yet to be procured N/A | N/A |  |  |  | Yes | [13 empty] | Deferred | Yes |  |  | Yes | 1 | CAN-2020-SPDR08-001 | ScottishPower Energy Retail Limited | DR08C1 | 20/01/2017 | 1 | 2020/21 | 4.036 | [8 empty] | Yes | 31/08/2020 | £5000 /MW | £25000 /MW | £10000 /MW | £15000 /MW | £35000 /MW | 100% | 200%
2 | SPDR09 | T-4 | Capacity Auction | 2020 | ScottishPower Energy Retail Limited |  | SPERL DSR Unit 9 | Distribution | Non CMRS | Unproven DSR CMU |  | Prequalified | Opt-In |  | 1 | Yes |  |  |  | 23410 |  | 5.389 |  | 4.682 | 4.682 |  |  |  | 4.682 |  |  | Unproven DSR yet to be procured Unproven DSR yet to be procured N/A | N/A |  |  |  | Yes | [13 empty] | Deferred | Yes |  |  | Yes | 1 | CAN-2020-SPDR09-001 | ScottishPower Energy Retail Limited | DR09C1 | 20/01/2017 | 1 | 2020/21 | 4.682 | [8 empty] | Yes | 31/08/2020 | £5000 /MW | £25000 /MW | £10000 /MW | £15000 /MW | £35000 /MW | 100% | 200%
1 | SPDR10 | T-4 | Capacity Auction | 2020 | ScottishPower Energy Retail Limited |  | SPERL DSR Unit 10 | Distribution | Non CMRS | Unproven DSR CMU |  | Prequalified | Opt-In |  | 1 | Yes |  |  |  | 20680 |  | 4.761 |  | 4.136 | 4.136 |  |  |  | 4.136 |  |  | Unproven DSR yet to be procured Unproven DSR yet to be procured N/A | N/A |  |  |  | Yes | [13 empty] | Deferred | Yes |  |  | Yes | 1 | CAN-2020-SPDR10-001 | ScottishPower Energy Retail Limited | DR10C1 | 20/01/2017 | 1 | 2020/21 | 4.136 | [8 empty] | Yes | 31/08/2020 | £5000 /MW | £25000 /MW | £10000 /MW | £15000 /MW | £35000 /MW | 100% | 200%
2 | SPDR11 | T-4 | Capacity Auction | 2020 | ScottishPower Energy Retail Limited |  | SPERL DSR Unit 11 | Distribution | Non CMRS | Unproven DSR CMU |  | Prequalified | Opt-In |  | 1 | Yes |  |  |  | 26065 |  | 6 |  | 5.213 | 5.213 |  |  |  | 5.213 |  |  | Unproven DSR yet to be procured Unproven DSR yet to be procured N/A | N/A |  |  |  | Yes | [13 empty] | Deferred | Yes |  |  | Yes | 1 | CAN-2020-SPDR11-001 | ScottishPower Energy Retail Limited | DR11C1 | 20/01/2017 | 1 | 2020/21 | 5.213 | [8 empty] | Yes | 31/08/2020 | £5000 /MW | £25000 /MW | £10000 /MW | £15000 /MW | £35000 /MW | 100% | 200%
1 | SPDR12 | T-4 | Capacity Auction | 2020 | ScottishPower Energy Retail Limited |  | SPERL DSR Unit 12 | Distribution | Non CMRS | Unproven DSR CMU |  | Prequalified | Opt-In |  | 1 | Yes |  |  |  | 26065 |  | 6 |  | 5.213 | 5.213 |  |  |  | 5.213 |  |  | Unproven DSR yet to be procured Unproven DSR yet to be procured N/A | N/A |  |  |  | Yes | [13 empty] | Deferred | Yes |  |  | Yes | 1 | CAN-2020-SPDR12-001 | ScottishPower Energy Retail Limited | DR12C1 | 20/01/2017 | 1 | 2020/21 | 5.213 | [8 empty] | Yes | 31/08/2020 | £5000 /MW | £25000 /MW | £10000 /MW | £15000 /MW | £35000 /MW | 100% | 200%
2 | SPDR13 | T-4 | Capacity Auction | 2020 | ScottishPower Energy Retail Limited |  | SPERL DSR Unit 13 | Distribution | Non CMRS | Unproven DSR CMU |  | Prequalified | Opt-In |  | 1 | Yes |  |  |  | 24325 |  | 5.6 |  | 4.865 | 4.865 |  |  |  | 4.865 |  |  | Unproven DSR yet to be procured Unproven DSR yet to be procured N/A | N/A |  |  |  | Yes | [13 empty] | Deferred | Yes |  |  | Yes | 1 | CAN-2020-SPDR13-001 | ScottishPower Energy Retail Limited | DR13C1 | 20/01/2017 | 1 | 2020/21 | 4.865 | [8 empty] | Yes | 31/08/2020 | £5000 /MW | £25000 /MW | £10000 /MW | £15000 /MW | £35000 /MW | 100% | 200%
1 | SPDR14 | T-4 | Capacity Auction | 2020 | ScottishPower Energy Retail Limited |  | SPERL DSR Unit 14 | Distribution | Non CMRS | Unproven DSR CMU |  | Prequalified | Opt-In |  | 1 | Yes |  |  |  | 0 |  | 5.6 |  | 4.865 | 4.865 |  |  |  | 4.865 |  |  | Unproven DSR yet to be procured Unproven DSR yet to be procured N/A | N/A |  |  |  | Yes | [13 empty] | Deferred | Yes |  |  | No | N/A
2 | SPDR15 | T-4 | Capacity Auction | 2020 | ScottishPower Energy Retail Limited |  | SPERL DSR Unit 15 | Distribution | Non CMRS | Unproven DSR CMU |  | Prequalified | Opt-In |  | 1 | Yes |  |  |  | 0 |  | 3 |  | 2.606 | 2.606 |  |  |  | 2.606 |  |  | Unproven DSR yet to be procured Unproven DSR yet to be procured N/A | N/A |  |  |  | Yes | [13 empty] | Deferred | Yes |  |  | No | N/A
1 | SPDR16 | T-4 | Capacity Auction | 2020 | ScottishPower Energy Retail Limited |  | SPERL DSR Unit 16 | Distribution | Non CMRS | Unproven DSR CMU |  | Prequalified | Opt-In |  | 1 | Yes |  |  |  | 0 |  | 3 |  | 2.606 | 2.606 |  |  |  | 2.606 |  |  | Unproven DSR yet to be procured Unproven DSR yet to be procured N/A | N/A |  |  |  | Yes | [13 empty] | Deferred | Yes |  |  | No | N/A
2 | SP-LON | T-4 | Capacity Auction | 2020 | ScottishPower Generation Limited |  | Longannet U1-4 | Transmission | CMRS | Existing Generating CMU |  |  | Opt-Out | Closed down, decommissioned or otherwise non-operational by the start of the relevant Delivery Year | [14 empty] | 2002.637 |  |  | Longannet coal fired power station - Unit 1 Kincardine on Forth. Clackmannanshire. FK10 4AA. Scotland NS 951 854 | MSID 8150 Main Outstation ID U1 815000101 Check Outstation ID U1 815000201. | [6 empty] | Metering Option (a) | [10 empty] | #N/A
X | SP-LON-Component |  |  |  | ScottishPower Generation Limited | [26 empty] | Longannet coal fired power station - Unit 2 Kincardine on Forth. Clackmannanshire. FK10 4AA. Scotland NS 951 854
X | SP-LON-Component |  |  |  | ScottishPower Generation Limited | [26 empty] | Longannet coal fired power station - Unit 3 Kincardine on Forth. Clackmannanshire. FK10 4AA. Scotland NS 951 854
X | SP-LON-Component |  |  |  | ScottishPower Generation Limited | [26 empty] | Longannet coal fired power station - Unit 4 Kincardine on Forth. Clackmannanshire. FK10 4AA. Scotland NS 951 854
1 | SPWR01 | T-4 | Capacity Auction | 2020 | STOR 101 Ltd |  | Longridge | Distribution | Non CMRS | New Build Generating CMU |  | Not Prequalified | Opt-In |  | 15 |  |  | Yes |  | 0 | Yes | 20 |  |  | 18.834 |  |  |  | 18.834 |  |  | Energy facility comprising of reciprocating engine sets. Millennium City Park, Millennium Road, Preston, Lancashire, PR2 5BL. SD 571 324 | N/A |  |  |  | Yes | [13 empty] | Deferred
2 | SPWR03 | T-4 | Capacity Auction | 2020 | STOR 103 Ltd |  | Newton Gate | Distribution | Non CMRS | New Build Generating CMU |  | Not Prequalified | Opt-In |  | 15 |  | Yes | Yes |  | 0 | Yes | 20 |  |  | 18.834 |  |  |  | 18.834 |  |  | Energy facility comprising of reciprocating engine sets. Greystoke Road, Penrith, Cumbria, CA11 0BX. NY 502 298 | N/A |  |  |  | Yes | [13 empty] | Deferred
1 | SPWR04 | T-4 | Capacity Auction | 2020 | STOR 104 Ltd |  | Bend Gate | Distribution | Non CMRS | New Build Generating CMU |  | Not Prequalified | Opt-In |  | 15 |  | Yes | Yes |  | 0 | Yes | 20 |  |  | 18.834 |  |  |  | 18.834 |  |  | Energy facility comprising of reciprocating engine sets. Flat Lane, Skipton, North Yorkshire, BD23 4RE. SD 832 569 | N/A |  |  |  | Yes | [13 empty] | Deferred
2 | SPWR06 | T-4 | Capacity Auction | 2020 | STOR 106 Ltd |  | Madley | Distribution | Non CMRS | New Build Generating CMU |  | Not Prequalified | Opt-In |  | 15 |  | Yes | Yes |  | 0 | Yes | 20 |  |  | 18.834 |  |  |  | 18.834 |  |  | Energy facility comprising of reciprocating engine sets. Stone Street, Hereford, Herefordshire, HR2 9NJ. SO 419 378 | N/A |  |  |  | Yes | [13 empty] | Deferred
1 | SPWR07 | T-4 | Capacity Auction | 2020 | STOR 107 Ltd |  | Stonebarrow | Distribution | Non CMRS | New Build Generating CMU |  | Not Prequalified | Opt-In |  | 15 |  | Yes | Yes |  | 0 | Yes | 20 |  |  | 18.834 |  |  |  | 18.834 |  |  | Energy facility comprising of reciprocating engine sets. Stonebarrow Lane, Hawkechurch, Axminster, Dorset, EX13 5UP. SY 355 990 | N/A |  |  |  | Yes | [13 empty] | Deferred
2 | SPWR12 | T-4 | Capacity Auction | 2020 | STOR 112 Ltd |  | Hele Manor | Distribution | Non CMRS | New Build Generating CMU |  | Not Prequalified | Opt-In |  | 15 |  | Yes | Yes |  | 0 | Yes | 20 |  |  | 18.834 |  |  |  | 18.834 |  |  | Energy facility comprising of reciprocating engine sets. Hele Manor Farm, Taunton, Somerset, TA4 1AH. ST 188 247 | N/A |  |  |  | Yes | [13 empty] | Deferred
1 | SPWR16 | T-4 | Capacity Auction | 2020 | STOR 116 Ltd |  | Bank Lane | Distribution | Non CMRS | New Build Generating CMU |  | Prequalified | Opt-In |  | 15 |  | Yes | Yes |  | 188340 |  | 20 |  |  | 18.834 |  |  |  | 18.834 |  |  | Energy facility comprising of reciprocating engine sets. Park Road, Barrow-in-Furness, Cumbria, LA14 4EQ. SD 198 728 | N/A |  |  |  | Yes | [13 empty] | Deferred | Yes | 15 |  | Yes | 15 | CAN-2020-SPWR16-001 | STOR 116 Ltd | SPWR16 | 20/01/2017 | 15 | 2020/21 2021/22 2022/23 2023/24 2024/25 2025/26 2026/27 2027/28 2028/29 2029/30 2030/31 2031/32 2032/33 2033/34 2034/35 | 18.834 | Yes | 20/04/2018 | Yes | 01/04/2019 | Yes | 01/10/2021 |  |  | Yes | 01/10/2021 | £5000 /MW | £25000 /MW | £10000 /MW | £15000 /MW | £35000 /MW | 100% | 200% | 1.Blackmead Infrastructure Limited 2.Blackmead Infrastructure Limited | 1.Share Charge 2.Guarantee and Debenture
2 | SPWR24 | T-4 | Capacity Auction | 2020 | STOR 124 Ltd |  | Carrington 2 | Distribution | Non CMRS | New Build Generating CMU |  | Prequalified | Opt-In |  | 15 |  | Yes | Yes |  | 376680 |  | 40 |  |  | 37.668 |  |  |  | 37.668 |  |  | Energy facility comprising of reciprocating engine sets. Manchester Road, Manchester, Greater Manchester, M31 4UG. SJ 724 925 | N/A |  |  |  | Yes | [13 empty] | Deferred | Yes | 15 |  | Yes | 15 | CAN-2020-SPWR24-001 | STOR 124 Ltd | SPWR24 | 20/01/2017 | 15 | 2020/21 2021/22 2022/23 2023/24 2024/25 2025/26 2026/27 2027/28 2028/29 2029/30 2030/31 2031/32 2032/33 2033/34 2034/35 | 37.668 | Yes | 20/04/2018 | Yes | 01/04/2019 | Yes | 01/10/2021 |  |  | Yes | 01/10/2021 | £5000 /MW | £25000 /MW | £10000 /MW | £15000 /MW | £35000 /MW | 100% | 200%
1 | SPWR25 | T-4 | Capacity Auction | 2020 | STOR 125 Ltd |  | Moss | Distribution | Non CMRS | New Build Generating CMU |  | Not Prequalified | Opt-In |  | 15 |  | Yes | Yes |  | 0 | Yes | 20 |  |  | 18.834 |  |  |  | 18.834 |  |  | Energy facility comprising of reciprocating engine sets. Moss Lane, Bolton, Lancashire, BL6 5GJ. SD 628 104 | N/A |  |  |  | Yes | [13 empty] | Deferred
2 | SPWR26 | T-4 | Capacity Auction | 2020 | STOR 126 Ltd |  | Birshaw | Distribution | Non CMRS | New Build Generating CMU |  | Not Prequalified | Opt-In |  | 15 |  | Yes | Yes |  | 0 | Yes | 20 |  |  | 18.834 |  |  |  | 18.834 |  |  | Energy facility comprising of reciprocating engine sets. Meek Street, Royton, Oldham, OL2 6HL. SD 934 065 | N/A |  |  |  | Yes | [13 empty] | Deferred
1 | SPWR28 | T-4 | Capacity Auction | 2020 | STOR 128 Ltd |  | Ashton | Distribution | Non CMRS | New Build Generating CMU |  | Not Prequalified | Opt-In |  | 15 |  | Yes | Yes |  | 0 | Yes | 16 |  |  | 15.067 |  |  |  | 15.067 |  |  | Energy facility comprising of reciprocating engine sets. Ashton Old Road, Manchester, Greater Manchester, M11 1AA. SJ 886 974 | N/A |  |  |  | Yes | [13 empty] | Deferred
2 | SPWR41 | T-4 | Capacity Auction | 2020 | STOR 141 Ltd |  | Bog | Distribution | Non CMRS | New Build Generating CMU |  | Prequalified | Opt-In |  | 15 |  | Yes | Yes |  | 188340 |  | 20 |  |  | 18.834 |  |  |  | 18.834 |  |  | Energy facility comprising of reciprocating engine sets. Currock Road, Carlisle, Cumbria, CA2 5AD. NY 402 550 | N/A |  |  |  | Yes | [13 empty] | Deferred | Yes | 15 |  | Yes | 15 | CAN-2020-SPWR41-001 | STOR 141 Ltd | SPWR41 | 20/01/2017 | 15 | 2020/21 2021/22 2022/23 2023/24 2024/25 2025/26 2026/27 2027/28 2028/29 2029/30 2030/31 2031/32 2032/33 2033/34 2034/35 | 18.834 | Yes | 20/04/2018 | Yes | 01/04/2019 | Yes | 01/10/2021 |  |  | Yes | 01/10/2021 | £5000 /MW | £25000 /MW | £10000 /MW | £15000 /MW | £35000 /MW | 100% | 200%
1 | SPWR42 | T-4 | Capacity Auction | 2020 | STOR 142 Ltd |  | Chadderton | Distribution | Non CMRS | New Build Generating CMU |  | Prequalified | Opt-In |  | 15 |  | Yes | Yes |  | 188340 |  | 20 |  |  | 18.834 |  |  |  | 18.834 |  |  | Energy facility comprising of reciprocating engine sets. Broadgate, Chadderton, Oldham, Greater Manchester, OL9 9XA. SD 891 035 | N/A |  |  |  | Yes | [13 empty] | Deferred | Yes | 15 |  | Yes | 15 | CAN-2020-SPWR42-001 | STOR 142 Ltd | SPWR42 | 20/01/2017 | 15 | 2020/21 2021/22 2022/23 2023/24 2024/25 2025/26 2026/27 2027/28 2028/29 2029/30 2030/31 2031/32 2032/33 2033/34 2034/35 | 18.834 | Yes | 20/04/2018 | Yes | 01/04/2019 | Yes | 01/10/2021 |  |  | Yes | 01/10/2021 | £5000 /MW | £25000 /MW | £10000 /MW | £15000 /MW | £35000 /MW | 100% | 200%
2 | SPWR45 | T-4 | Capacity Auction | 2020 | STOR 145 Ltd |  | Hillhouse | Distribution | Non CMRS | New Build Generating CMU |  | Prequalified | Opt-In |  | 15 |  | Yes | Yes |  | 188340 |  | 20 |  |  | 18.834 |  |  |  | 18.834 |  |  | Energy facility comprising of reciprocating engine sets. Hillhouse International Business Park, Thornton-Cleveleys, Lancashire, FY5 4FW. SD 348 431 | N/A |  |  |  | Yes | [13 empty] | Deferred | Yes | 15 |  | Yes | 15 | CAN-2020-SPWR45-001 | STOR 145 Ltd | SPWR45 | 20/01/2017 | 15 | 2020/21 2021/22 2022/23 2023/24 2024/25 2025/26 2026/27 2027/28 2028/29 2029/30 2030/31 2031/32 2032/33 2033/34 2034/35 | 18.834 | Yes | 20/04/2018 | Yes | 01/04/2019 | Yes | 01/10/2021 |  |  | Yes | 01/10/2021 | £5000 /MW | £25000 /MW | £10000 /MW | £15000 /MW | £35000 /MW | 100% | 200%
1 | SPWR46 | T-4 | Capacity Auction | 2020 | STOR 146 Ltd |  | Park | Distribution | Non CMRS | New Build Generating CMU |  | Not Prequalified | Opt-In |  | 15 |  | Yes | Yes |  | 0 | Yes | 20 |  |  | 18.834 |  |  |  | 18.834 |  |  | Energy facility comprising of reciprocating engine sets. Park Lane, Preesall, Poulton-le-Flyde, FY6 0LU. SD 367 463 | N/A |  |  |  | Yes | [13 empty] | Deferred
2 | SPWR47 | T-4 | Capacity Auction | 2020 | STOR 147 Ltd |  | Pimbo | Distribution | Non CMRS | New Build Generating CMU |  | Prequalified | Opt-In |  | 15 |  | Yes | Yes |  | 188340 |  | 20 |  |  | 18.834 |  |  |  | 18.834 |  |  | Energy facility comprising of reciprocating engine sets. Pimbo Road, Skelmersdale, WN8 9AT. SD 494 036 | N/A |  |  |  | Yes | [13 empty] | Deferred | Yes | 15 |  | Yes | 15 | CAN-2020-SPWR47-001 | STOR 147 Ltd | SPWR47 | 20/01/2017 | 15 | 2020/21 2021/22 2022/23 2023/24 2024/25 2025/26 2026/27 2027/28 2028/29 2029/30 2030/31 2031/32 2032/33 2033/34 2034/35 | 18.834 | Yes | 20/04/2018 | Yes | 01/04/2019 | Yes | 01/10/2021 |  |  | Yes | 01/10/2021 | £5000 /MW | £25000 /MW | £10000 /MW | £15000 /MW | £35000 /MW | 100% | 200%
1 | SPWR48 | T-4 | Capacity Auction | 2020 | STOR 148 Ltd |  | Whitebirk | Distribution | Non CMRS | New Build Generating CMU |  | Not Prequalified | Opt-In |  | 15 |  | Yes | Yes |  | 0 | Yes | 20 |  |  | 18.834 |  |  |  | 18.834 |  |  | Energy facility comprising of reciprocating engine sets. Challenge Way, Blackburn, Lancashire, BB1 5RR. SD 701 295 | N/A |  |  |  | Yes | [13 empty] | Deferred
2 | SPWR49 | T-4 | Capacity Auction | 2020 | STOR 149 Ltd |  | Walworth | Distribution | Non CMRS | New Build Generating CMU |  | Not Prequalified | Opt-In |  | 15 |  | Yes | Yes |  | 0 | Yes | 20 |  |  | 18.834 |  |  |  | 18.834 |  |  | Energy facility comprising of reciprocating engine sets. Bishop's Itchington, Southam, CV47 2SR. SP 387 590 | N/A |  |  |  | Yes | [13 empty] | Deferred
1 | SPWR50 | T-4 | Capacity Auction | 2020 | STOR 150 Ltd |  | Bancroft | Distribution | Non CMRS | New Build Generating CMU |  | Prequalified | Opt-In |  | 15 |  | Yes | Yes |  | 188340 |  | 20 |  |  | 18.834 |  |  |  | 18.834 |  |  | Energy facility comprising of reciprocating engine sets. Bancroft Road, Burnley,Lancashire, BB10 2TP. SD 855 336 | N/A |  |  |  | Yes | [13 empty] | Deferred | Yes | 15 |  | Yes | 15 | CAN-2020-SPWR50-001 | STOR 150 Ltd | SPWR50 | 20/01/2017 | 15 | 2020/21 2021/22 2022/23 2023/24 2024/25 2025/26 2026/27 2027/28 2028/29 2029/30 2030/31 2031/32 2032/33 2033/34 2034/35 | 18.834 | Yes | 20/04/2018 | Yes | 01/04/2019 | Yes | 01/10/2021 |  |  | Yes | 01/10/2021 | £5000 /MW | £25000 /MW | £10000 /MW | £15000 /MW | £35000 /MW | 100% | 200%
2 | SSED01 | T-4 | Capacity Auction | 2020 | SSE Energy Supply Ltd. | Ann Gray | SSE DSR Unit 1 | Distribution | Non CMRS | Unproven DSR CMU |  | Prequalified | Opt-In |  | 1 | Yes |  |  |  | 217200 |  | 50 |  | 43.44 | 43.44 |  |  |  | 43.44 |  |  | Unproven DSR Component TBA TBA | N/A |  |  |  | Yes | [13 empty] | Deferred | Yes |  |  | Yes | 1 | CAN-2020-SSED01-001 | SSE Energy Supply Ltd. | SSEDS1 | 20/01/2017 | 1 | 2020/21 | 43.44 | [8 empty] | Yes | 31/08/2020 | £5000 /MW | £25000 /MW | £10000 /MW | £15000 /MW | £35000 /MW | 100% | 200%
1 | SSED02 | T-4 | Capacity Auction | 2020 | SSE Energy Supply Ltd. | Ann Gray | SSE DSR Unit 2 | Distribution | Non CMRS | Unproven DSR CMU |  | Prequalified | Opt-In |  | 1 | Yes |  |  |  | 0 |  | 50 |  | 43.44 | 43.44 |  |  |  | 43.44 |  |  | Unproven DSR Component TBA TBA | N/A |  |  |  | Yes | [13 empty] | Deferred | Yes |  |  | No | N/A
2 | SSED03 | T-4 | Capacity Auction | 2020 | SSE Energy Supply Ltd. | Ann Gray | SSE DSR Unit 3 | Distribution | Non CMRS | Unproven DSR CMU |  | Prequalified | Opt-In |  | 1 | Yes |  |  |  | 0 |  | 50 |  | 43.44 | 43.44 |  |  |  | 43.44 |  |  | Unproven DSR Component TBA TBA | N/A |  |  |  | Yes | [13 empty] | Deferred | Yes |  |  | No | N/A
1 | SSED04 | T-4 | Capacity Auction | 2020 | SSE Energy Supply Ltd. | Ann Gray | SSE DSR Unit 4 | Distribution | Non CMRS | Unproven DSR CMU |  | Prequalified | Opt-In |  | 1 | Yes |  |  |  | 0 |  | 50 |  | 43.44 | 43.44 |  |  |  | 43.44 |  |  | Unproven DSR Component TBA TBA | N/A |  |  |  | Yes | [13 empty] | Deferred | Yes |  |  | No | N/A
2 | SSED05 | T-4 | Capacity Auction | 2020 | SSE Energy Supply Ltd. | Ann Gray | SSE DSR Unit 5 | Distribution | Non CMRS | Unproven DSR CMU |  | Prequalified | Opt-In |  | 1 | Yes |  |  |  | 0 |  | 50 |  | 43.44 | 43.44 |  |  |  | 43.44 |  |  | Unproven DSR Component TBA TBA | N/A |  |  |  | Yes | [13 empty] | Deferred | Yes |  |  | No | N/A
1 | STAF02 | T-4 | Capacity Auction | 2020 | Veolia UK Limited |  | Staffordshire ERF & Standby gen | Distribution | Non CMRS | Existing Generating CMU |  | Prequalified | Opt-In |  | 1 |  |  |  |  | 0 |  | 27.4 |  |  | 23.875 |  |  |  | 23.863 |  |  | 2MW diesel standby engine located in Staffordshire. It is the standby generator of the Energy from waste facility. The auxiliary load is self supplied by the generator prior to export metering. The power factor used is 0.95 for this CMU. Enterprise Drive, Coven, Wolverhampton, Staffordshire WV10 7DY, UK SJ923084 | 1470000097965 |  |  |  | No | Yes | Yes | Metering Option (a) | No |  |  | No | [6 empty] | Yes | N/A |  |  | Yes | 1 | CAN-2020-STAF02-001 | Veolia UK Limited | STAER2 STAEN2 | 20/01/2017 | 1 | 2020/21 | 23.875 | [10 empty] | £5000 /MW | £25000 /MW | £10000 /MW | £15000 /MW | £35000 /MW | 100% | 200%
X | STAF02-Component |  |  |  | Veolia UK Limited | [26 empty] | Energy from waste facility located in Staffordshire - Postcode WV10 7DF. This plant was commissionned at the beginning of 2014. It is a municipal waste incineration plant. It is based on two boilers supplying steam to one turbine-generator. Exhaust steam is condensed in a Air cooled condenser. The site normally operates at baseload. The auxiliary load is self supplied by the generator prior to export metering. The power factor used is 0.85 for this CMU. Enterprise Drive, Coven, Wolverhampton, Staffordshire WV10 7DY, UK SJ923084
2 | STAI01 | T-4 | Capacity Auction | 2020 | Peak Power Connections Limited |  | STAI01 | Distribution | Non CMRS | New Build Generating CMU |  | Not Prequalified | Opt-In |  | 15 |  | Yes | Yes |  | 0 | Yes | 20.28 |  |  | 19.098 |  |  |  | 19.098 |  |  | Diesel and/or gas reciprocating engines. Oaks Ln, Barnsley S70 3ET SE 364 060 | N/A |  |  |  | Yes | [13 empty] | Deferred
1 | STANB6 | T-4 | Capacity Auction | 2020 | Low Carbon Storage Investment Company Limited |  | Stanboro Storage | Distribution | Non CMRS | New Build Generating CMU | Yes | Not Prequalified | Opt-In |  | 15 |  | Yes |  |  | 0 | Yes | 30 |  |  | 28.887 |  |  |  | 28.791 |  |  | Lithium Ion battery storage system capable of importing, storing and exporting electricity. Land at Stanboro Lane Nurseries, near Cheltenham, Gloucestershire, GL51 9SY SO902261 | N/A |  |  |  | Yes | [13 empty] | Deferred
2 | STAY01 | T-4 | Capacity Auction | 2020 | RWE Generation UK plc |  | CMU_STAY-1 | Transmission | CMRS | Existing Generating CMU |  | Prequalified | Opt-In |  | 1 |  |  |  |  | 0 |  | 464 |  |  | 417.6 |  |  |  | 417.6 |  |  | Staythorpe 1 - CCGT Staythorpe Power Station Staythorpe Newark Nottinghamshire NG23 5PS SK 767 536 | 7210 |  |  |  | No |  |  | Metering Option (a) | No | [9 empty] | No | N/A |  |  | Yes | 1 | CAN-2020-STAY01-001 | RWE Generation UK plc | T_STAY-1 | 20/01/2017 | 1 | 2020/21 | 417.6 | [10 empty] | £5000 /MW | £25000 /MW | £10000 /MW | £15000 /MW | £35000 /MW | 100% | 200%
1 | STAY02 | T-4 | Capacity Auction | 2020 | RWE Generation UK plc |  | CMU_STAY-2 | Transmission | CMRS | Existing Generating CMU |  | Prequalified | Opt-In |  | 1 |  |  |  |  | 0 |  | 464 |  |  | 417.6 |  |  |  | 417.6 |  |  | Staythorpe 2 - CCGT Staythorpe Power Station Staythorpe Newark Nottinghamshire NG23 5PS SK 767 536 | 7210 |  |  |  | No |  |  | Metering Option (a) | No | [9 empty] | No | N/A |  |  | Yes | 1 | CAN-2020-STAY02-001 | RWE Generation UK plc | T_STAY-2 | 20/01/2017 | 1 | 2020/21 | 417.6 | [10 empty] | £5000 /MW | £25000 /MW | £10000 /MW | £15000 /MW | £35000 /MW | 100% | 200%
2 | STAY03 | T-4 | Capacity Auction | 2020 | RWE Generation UK plc |  | CMU_STAY-3 | Transmission | CMRS | Existing Generating CMU |  | Prequalified | Opt-In |  | 1 |  |  |  |  | 0 |  | 464 |  |  | 417.6 |  |  |  | 417.6 |  |  | Staythorpe 3 - CCGT Staythorpe Power Station Staythorpe Newark Nottinghamshire NG23 5PS SK 767 536 | 7210 |  |  |  | No |  |  | Metering Option (a) | No | [9 empty] | No | N/A |  |  | Yes | 1 | CAN-2020-STAY03-001 | RWE Generation UK plc | T_STAY-3 | 20/01/2017 | 1 | 2020/21 | 417.6 | [10 empty] | £5000 /MW | £25000 /MW | £10000 /MW | £15000 /MW | £35000 /MW | 100% | 200%
1 | STAY04 | T-4 | Capacity Auction | 2020 | RWE Generation UK plc |  | CMU_STAY-4 | Transmission | CMRS | Existing Generating CMU |  | Prequalified | Opt-In |  | 1 |  |  |  |  | 0 |  | 464 |  |  | 417.6 |  |  |  | 417.6 |  |  | Staythorpe 4 - CCGT Staythorpe Power Station Staythorpe Newark Nottinghamshire NG23 5PS SK 767 536 | 7210 |  |  |  | No |  |  | Metering Option (a) | No | [9 empty] | No | N/A |  |  | Yes | 1 | CAN-2020-STAY04-001 | RWE Generation UK plc | T_STAY-4 | 20/01/2017 | 1 | 2020/21 | 417.6 | [10 empty] | £5000 /MW | £25000 /MW | £10000 /MW | £15000 /MW | £35000 /MW | 100% | 200%
2 | StHel1 | T-4 | Capacity Auction | 2020 | St Helen's Power Limited |  | St Helen's 01 | Distribution | Non CMRS | New Build Generating CMU |  | Not Prequalified | Opt-In |  | 15 |  | Yes | Yes |  | 0 | Yes | 15 |  |  | 14.126 |  |  |  | 14.126 |  |  | New build 15.0MW gas-fired power station comprised of up to 15 reciprocating engines. St Helen's Power Limited Alexandra Park Alexandra Drive St Helens WA10 3TP SJ 500 946 | N/A |  |  |  | Yes | [13 empty] | Deferred
1 | STON01 | T-4 | Capacity Auction | 2020 | Peak Power Connections Limited |  | STON01 | Distribution | Non CMRS | New Build Generating CMU |  | Not Prequalified | Opt-In |  | 15 |  | Yes | Yes |  | 0 | Yes | 10.14 |  |  | 9.549 |  |  |  | 9.549 |  |  | Diesel and/or gas reciprocating engines. Stoneleigh Road, Kenilworth CV8 2LY, UK SP 337 718 | N/A |  |  |  | Yes | [13 empty] | Deferred
2 | STON03 | T-4 | Capacity Auction | 2020 | Peak Power Connections Limited |  | STON03 | Distribution | Non CMRS | New Build Generating CMU |  | Not Prequalified | Opt-In |  | 15 |  | Yes | Yes |  | 0 | Yes | 14.196 |  |  | 13.368 |  |  |  | 13.368 |  |  | Diesel and/or gas reciprocating engines. Stoneleigh Road, Kenilworth CV8 2LY, UK SP 337 718 | N/A |  |  |  | Yes | [13 empty] | Deferred
1 | STOW-A | T-4 | Capacity Auction | 2020 | Precise Energy Limited |  | Stowmarket A | Distribution | Non CMRS | New Build Generating CMU |  | Prequalified | Opt-In |  | 15 |  | Yes | Yes |  | 188340 |  | 20 |  |  | 18.834 |  |  |  | 18.834 |  |  | CMU Component is 500kVA reciprocating diesel engine. Precise Energy, Land at Earnest Nunn Road, Stowmarket, IP14 2AH TM062567 | N/A |  |  |  | Yes | [13 empty] | Deferred | Yes |  |  | Yes | 15 | CAN-2020-STOW-A-001 | Precise Energy Limited | STOW-A | 20/01/2017 | 15 | 2020/21 2021/22 2022/23 2023/24 2024/25 2025/26 2026/27 2027/28 2028/29 2029/30 2030/31 2031/32 2032/33 2033/34 2034/35 | 18.834 | Yes | 20/04/2018 | Yes | 01/04/2019 | Yes | 01/10/2021 |  |  | Yes | 01/10/2021 | £5000 /MW | £25000 /MW | £10000 /MW | £15000 /MW | £35000 /MW | 100% | 200%
2 | STOW-B | T-4 | Capacity Auction | 2020 | Valence Power Limited |  | Stowmarket B | Distribution | Non CMRS | New Build Generating CMU |  | Prequalified | Opt-In |  | 15 |  | Yes | Yes |  | 188340 |  | 20 |  |  | 18.834 |  |  |  | 18.834 |  |  | CMU Component is 500kVA reciprocating diesel engine. Valence Power, Land at Ernest Nunn Road, Stowmarket IP14 2AH TM 062567 | N/A |  |  |  | Yes | [13 empty] | Deferred | Yes |  |  | Yes | 15 | CAN-2020-STOW-B-001 | Valence Power Limited | STOW-B | 20/01/2017 | 15 | 2020/21 2021/22 2022/23 2023/24 2024/25 2025/26 2026/27 2027/28 2028/29 2029/30 2030/31 2031/32 2032/33 2033/34 2034/35 | 18.834 | Yes | 20/04/2018 | Yes | 01/04/2019 | Yes | 01/10/2021 |  |  | Yes | 01/10/2021 | £5000 /MW | £25000 /MW | £10000 /MW | £15000 /MW | £35000 /MW | 100% | 200%
1 | STRU01 | T-4 | Capacity Auction | 2020 | RYDBERG DEVELOPMENT COMPANY LIMITED |  | STRU01 | Distribution | Non CMRS | New Build Generating CMU |  | Not Prequalified | Opt-In |  | 15 |  | Yes | Yes |  | 0 | Yes | 20 |  |  | 18.834 |  |  |  | 18.834 |  |  | Gas and/or diesel reciprocating engines. Strutherhill Industrial Estate, Middleton Avenue, Larkhall, ML9 2TL NS 772 499 | N/A |  |  |  | Yes | [13 empty] | Deferred
2 | SUEZ01 | T-4 | Capacity Auction | 2020 | SUEZ RECYCLING AND RECOVERY KIRKLEES LTD |  | Kirklees EfW | Distribution | Non CMRS | Existing Generating CMU |  | Prequalified | Opt-In |  | 1 |  |  |  |  | 0 |  | 10.848 |  |  | 9.429 |  |  |  | 9.429 |  |  | Existing Energy from Waste Plant Kirklees Energy from Waste Plant Vine Street Huddersfield, Yorkshire HD1 6NT SE148178 | 2300000930377 |  |  |  | No | No | Yes | Metering Option (a) | No |  |  | No | [6 empty] | No | N/A |  |  | Yes | 1 | CAN-2020-SUEZ01-001 | SUEZ RECYCLING AND RECOVERY KIRKLEES LTD | SUEZ01 | 20/01/2017 | 1 | 2020/21 | 9.429 | [10 empty] | £5000 /MW | £25000 /MW | £10000 /MW | £15000 /MW | £35000 /MW | 100% | 200%
1 | SUEZ02 | T-4 | Capacity Auction | 2020 | SUEZ RECYCLING AND RECOVERY TEES VALLEY LTD |  | STV Lines 1 and 2 EfW | Distribution | Non CMRS | Existing Generating CMU |  | Prequalified | Opt-In |  | 1 |  |  |  |  | 0 |  | 19.581 |  |  | 17.02 |  |  |  | 17.02 |  |  | Existing Energy from Waste Plant Tees Valley EfW Lines 1 & 2 Haverton Hill Road Billingham Cleveland TS23 1PY NZ479224 | 1594001073116 |  |  |  | No | Yes | Yes | Metering Option (a) | No |  |  | No | [6 empty] | Yes | N/A |  |  | Yes | 1 | CAN-2020-SUEZ02-001 | SUEZ RECYCLING AND RECOVERY TEES VALLEY LTD | SUEZ02 | 20/01/2017 | 1 | 2020/21 | 17.02 | [10 empty] | £5000 /MW | £25000 /MW | £10000 /MW | £15000 /MW | £35000 /MW | 100% | 200%
2 | SUEZ03 | T-4 | Capacity Auction | 2020 | SITA Northumberland Limited |  | STV Line 3 EfW | Distribution | Non CMRS | Existing Generating CMU |  | Prequalified | Opt-In |  | 1 |  |  |  |  | 0 |  | 10.855 |  |  | 9.435 |  |  |  | 9.435 |  |  | Existing Energy from Waste Plant STV Line 3 EfW Haverton Hill Road Billingham Cleveland TS23 1PY NZ478224 | 1574000285644 |  |  |  | No | No | Yes | Metering Option (a) | No |  |  | No | [6 empty] | No | N/A |  |  | Yes | 1 | CAN-2020-SUEZ03-001 | SITA Northumberland Limited | SUEZ03 | 20/01/2017 | 1 | 2020/21 | 9.435 | [10 empty] | £5000 /MW | £25000 /MW | £10000 /MW | £15000 /MW | £35000 /MW | 100% | 200%
1 | SUEZ04 | T-4 | Capacity Auction | 2020 | SITA South Tyne and Wear Limited |  | STV Lines 4 & 5 EfW | Distribution | Non CMRS | Existing Generating CMU |  | Prequalified | Opt-In |  | 1 |  |  |  |  | 0 |  | 24.018 |  |  | 20.876 |  |  |  | 20.947 |  |  | Existing Energy from Waste Plant STV Lines 4 & 5 EfW Haverton Hill Road Billingham Cleveland TS23 1PY NZ480226 | 1574000308405 |  |  |  | No | No | Yes | Metering Option (a) | No |  |  | No | [6 empty] | Yes | N/A |  |  | Yes | 1 | CAN-2020-SUEZ04-001 | SITA South Tyne and Wear Limited | SUEZ04 | 20/01/2017 | 1 | 2020/21 | 20.876 | [10 empty] | £5000 /MW | £25000 /MW | £10000 /MW | £15000 /MW | £35000 /MW | 100% | 200%
2 | SUEZ05 | T-4 | Capacity Auction | 2020 | SUEZ RECYCLING AND RECOVERY SUFFOLK LTD |  | Suffolk EfW | Distribution | Non CMRS | Existing Generating CMU |  | Prequalified | Opt-In |  | 1 |  |  |  |  | 0 |  | 23.983 |  |  | 20.846 |  |  |  | 20.846 |  |  | Existing Energy from Waste Plant Suffolk EfW Lodge Lane Great Blakenham Ipswich, Suffolk IP6 0JE TM122496 | 1050000628018 |  |  |  | No | No | Yes | Metering Option (a) | No |  |  | No | [6 empty] | No | N/A |  |  | Yes | 1 | CAN-2020-SUEZ05-001 | SUEZ RECYCLING AND RECOVERY SUFFOLK LTD | SUEZ05 | 20/01/2017 | 1 | 2020/21 | 20.846 | [10 empty] | £5000 /MW | £25000 /MW | £10000 /MW | £15000 /MW | £35000 /MW | 100% | 200%
1 | SUTB1Z | T-4 | Capacity Auction | 2020 | Calon Energy Limited |  | Sutton Bridge | Transmission | CMRS | Existing Generating CMU |  | Prequalified | Opt-In |  | 1 |  |  |  |  | 0 |  | 819 |  |  | 737.1 |  |  |  | 737.1 |  |  | Existing CCGT Sutton Bridge Power Station Centenary Way Sutton Bridge Lincolnshire PE12 9TF TF480199 | 7066 |  |  |  | No |  |  | Metering Option (a) | No | [9 empty] | No | N/A |  |  | Yes | 1 | CAN-2020-SUTB1Z-001 | Calon Energy Limited | SUTB-1 | 20/01/2017 | 1 | 2020/21 | 737.1 | [10 empty] | £5000 /MW | £25000 /MW | £10000 /MW | £15000 /MW | £35000 /MW | 100% | 200%
2 | SUTT01 | T-4 | Capacity Auction | 2020 | RYDBERG DEVELOPMENT COMPANY LIMITED |  | SUTT01 | Distribution | Non CMRS | New Build Generating CMU |  | Not Prequalified | Opt-In |  | 15 |  | Yes | Yes |  | 0 | Yes | 12 |  |  | 11.3 |  |  |  | 11.3 |  |  | Gas and/or diesel reciprocating engines. 88 Coventry Road Broughton Astley Leicester LE9 6QA SP 512 938 | N/A |  |  |  | Yes | [13 empty] | Deferred
1 | SV3169 | T-4 | Capacity Auction | 2020 | Green Frog Power 214 Limited |  | Girlington | Distribution | Non CMRS | Existing Generating CMU |  | Prequalified | Opt-In |  | 1 |  |  |  |  | 0 |  | 12 |  |  | 11.3 |  |  |  | #N/A |  |  | Reciprocating engines Duncombe Rd, Four Lane Ends, Girlington, BD8 8TB SE140333 | 2394000091952 |  |  |  | No | No | No | Metering Option (c) | No | Yes | settlement metering |  |  | Yes |  | COP2 | Yes |  | Yes | N/A |  |  | No | N/A
2 | SVR10Z | T-4 | Capacity Auction | 2020 | Calon Energy Limited |  | Severn Power Unit 10 | Transmission | CMRS | Existing Generating CMU |  | Prequalified | Opt-In |  | 1 |  |  |  |  | 0 |  | 425 |  |  | 382.5 |  |  |  | 382.5 |  |  | Existing CCGT unit Severn Power Station West Nash Road Newport NP18 2BZ ST 324 837 | 7225 |  |  |  | No |  |  |  | No | [9 empty] | No | N/A |  |  | Yes | 1 | CAN-2020-SVR10Z-001 | Calon Energy Limited | SVRP-10 | 20/01/2017 | 1 | 2020/21 | 382.5 | [10 empty] | £5000 /MW | £25000 /MW | £10000 /MW | £15000 /MW | £35000 /MW | 100% | 200%
1 | SVR20Z | T-4 | Capacity Auction | 2020 | Calon Energy Limited |  | Severn Power Unit 20 | Transmission | CMRS | Existing Generating CMU |  | Prequalified | Opt-In |  | 1 |  |  |  |  | 0 |  | 425 |  |  | 382.5 |  |  |  | 382.5 |  |  | Existing CCGT unit Severn Power Station West Nash Road Newport NP18 2BZ ST 325 836 | 7225 |  |  |  | No |  |  |  | No | [9 empty] | No | N/A |  |  | Yes | 1 | CAN-2020-SVR20Z-001 | Calon Energy Limited | SVRP-20 | 20/01/2017 | 1 | 2020/21 | 382.5 | [10 empty] | £5000 /MW | £25000 /MW | £10000 /MW | £15000 /MW | £35000 /MW | 100% | 200%
2 | SY3018 | T-4 | Capacity Auction | 2020 | Marsh Energy Limited |  | Water Orton B | Distribution | CMRS | New Build Generating CMU |  | Prequalified | Opt-In |  | 15 |  | Yes |  |  | 0 |  | 14.82 |  |  | 13.956 |  |  |  | 13.956 |  |  | gas fired reciprocating engines M42, Water Orton, Birmingham B46 1NU SP185914 | N/A |  |  |  | Yes | [13 empty] | Deferred | Yes | 15 |  | No | N/A
1 | SZ1-16 | T-4 | Capacity Auction | 2020 | EDF Energy Nuclear Generation Limited |  | Sizewell B Power Station CMU 1 | Transmission | CMRS | Existing Generating CMU |  | Prequalified | Opt-In |  | 1 |  |  |  |  | 0 |  | 616 |  |  | 519.658 |  |  |  | 519.658 |  |  | Sizewell B Power Station CMU 1: [SZ1-16] T_SIZB-1 + (50% x T_SIZB-D) EDF Energy, Sizewell B power station, Nr Leiston, Suffolk, IP16 4UR TM 474 635 | 6036 |  |  |  | No |  |  | Metering Option (a) | No | [9 empty] | No | N/A |  |  | Yes | 1 | CAN-2020-SZ1-16-001 | EDF Energy Nuclear Generation Limited | T_SIZB-1 | 20/01/2017 | 1 | 2020/21 | 519.658 | [10 empty] | £5000 /MW | £25000 /MW | £10000 /MW | £15000 /MW | £35000 /MW | 100% | 200%
2 | SZ2-16 | T-4 | Capacity Auction | 2020 | EDF Energy Nuclear Generation Limited |  | Sizewell B Power Station CMU 2 | Transmission | CMRS | Existing Generating CMU |  | Prequalified | Opt-In |  | 1 |  |  |  |  | 0 |  | 616 |  |  | 519.658 |  |  |  | 519.658 |  |  | Sizewell B Power Station CMU 2: [SZ2-16] T_SIZB-2 + (50% x T_SIZB-D) EDF Energy, Sizewell B power station, Nr Leiston, Suffolk, IP16 4UR TM 474 635 | 6036 |  |  |  | No |  |  | Metering Option (a) | No | [9 empty] | No | N/A |  |  | Yes | 1 | CAN-2020-SZ2-16-001 | EDF Energy Nuclear Generation Limited | T_SIZB-2 | 20/01/2017 | 1 | 2020/21 | 519.658 | [10 empty] | £5000 /MW | £25000 /MW | £10000 /MW | £15000 /MW | £35000 /MW | 100% | 200%
1 | TAYL22 | T-4 | Capacity Auction | 2020 | Uniper Global Commodities SE | Applications and Corresponsdence on behalf of UGC SE | Taylor's Lane GT2 (140 MW TEC) | Distribution | CMRS | Existing Generating CMU |  | Prequalified | Opt-In |  | 1 |  |  |  |  | 0 |  | 74 |  |  | 69.686 |  |  |  | #N/A |  |  | Taylor's Lane OCGT GT Unit 2 Unit fuelled by Gas Oil as specified in BS2869 Class A2 Please see letter uploaded to metering section that explains calculation of Connection Capacity Brentfield Road Willesden London NW10 8JP TQ 209 844 | 5538 |  |  |  | No | Yes | Yes | Metering Option (a) | No | [9 empty] | Yes | N/A |  |  | Yes | 1 | CAN-2020-TAYL22-001 | Uniper Global Commodities SE | E_TAYL2G | 20/01/2017 | 1 | 2020/21 | 69.686 | [10 empty] | £5000 /MW | £25000 /MW | £10000 /MW | £15000 /MW | £35000 /MW | 100% | 200%
2 | TAYL23 | T-4 | Capacity Auction | 2020 | Uniper Global Commodities SE | Applications and Corresponsdence on behalf of UGC SE | Taylor's Lane GT3 (140 MW TEC) | Distribution | CMRS | Existing Generating CMU |  | Prequalified | Opt-In |  | 1 |  |  |  |  | 0 |  | 66 |  |  | 62.152 |  |  |  | #N/A |  |  | Taylor's Lane OCGT GT Unit 3 Unit fuelled by Gas Oil as specified in BS 2869 Class A2 Please see letter uploaded to metering section that explains the calculation of Connection Capacity Brentfield Road Willesden London NW10 8JP TQ 209 844 | 5538 |  |  |  | No | Yes | Yes | Metering Option (a) | No | [9 empty] | Yes | N/A |  |  | Yes | 1 | CAN-2020-TAYL23-001 | Uniper Global Commodities SE | E_TAYL3G | 20/01/2017 | 1 | 2020/21 | 62.152 | [10 empty] | £5000 /MW | £25000 /MW | £10000 /MW | £15000 /MW | £35000 /MW | 100% | 200%
1 | TAYP02 | T-4 | Capacity Auction | 2020 | Tay Power Limited |  | Tay Power | Distribution | Non CMRS | New Build Generating CMU |  | Prequalified | Opt-In |  | 15 |  | Yes | Yes |  | 0 |  | 16 |  |  | 15.067 |  |  |  | 15.067 |  |  | 16 MW power plant comprising 8 x 2MW gas reciprocating engines. Power plant will be connected to the local distribution network and local gas network. Unit A1 Ashmount Business Park Upper Fforest Way Swansea SA6 8QR SS 268 198 | N/A |  |  |  | Yes | [13 empty] | Deferred | Yes | 15 |  | No | N/A
2 | TEES16 | T-4 | Capacity Auction | 2020 | Teesside Hire Limited |  | Spark Steam Energy Centre | Distribution | Non CMRS | New Build Generating CMU |  | Prequalified | Opt-In |  | 15 |  | Yes | Yes |  | 0 |  | 6.614 |  |  | 5.952 |  |  |  | 6.034 |  |  | The CMU TEES16 consists of two identical components. TEES16-1 is one gas-fired Jenbacher CHP engine with a generation capacity of 3.352MW. The total CMU generation capacity is declared 6.704MW. The new development is expected to run about 4,000 hours p.a. and will be supplying heat, CO2 and power to the on-site tomato Nursery all year. Tees Valley Nursery, The Moat, Belasis Hall, TS23 4ED, UK NZ480234 | N/A |  |  |  | Yes | [13 empty] | Deferred | Yes | 15 |  | No | N/A
X | TEES16-Component |  |  |  | Teesside Hire Limited | [26 empty] | The CMU TEES16 consists of two identical components. TEES16-2 is one gas-fired Jenbacher CHP engine with a generation capacity of 3.352MW. The total CMU generation capacity is declared 6.704MW. The new development is expected to run about 4,000 hours p.a. and will be supplying heat, CO2 and power to the on-site tomato Nursery all year. Tees Valley Nursery, The Moat, Belasis Hall, TS23 4ED, UK NZ480234
1 | TEPNGK | T-4 | Capacity Auction | 2020 | NGK INSULATORS, LTD. |  | Prelude | Distribution | Non CMRS | New Build Generating CMU | Yes | Rejected | Opt-In |  | 0 |  |  |  |  | 0 |  | 0 |  |  | 0 |  |  |  | 10.592 |  |  | The Consortium (TEPCO and NGK) will provide the service from a Sodium Sulfur (NAS®) battery system with Power Conversion System (PCS) (rated capacity: 10MW (short-time rating: 11MW) /60MWh) and control system which will be fully commissioned by TEPCO and NGK. The system can be configured to provide two alternative service arrangements. One is to provide Balancing Services of Enhanced or Firm Frequency Response as well as an energy delivery service for Capacity Market, and the other is to provide triad avoidance service to its customer (Honda) during the time except service period of Frequency Response Services in Winter. The NAS battery is commercially produced by NGK and more than 530 MW and 3700 MWh have been installed globally. The NAS battery has been used by more than 190 customers and has been used in similar applications in many installations. The assets comprise 10MW (short-time rating: 11 MW)/60MWh of battery modules, which will be packaged in bespoke shipping containers with built-in battery management system, connected to a system controller and a power conversion system. The assets are connected to the 33 kV network connection through an existing connection on the premises of Honda of the UK Manufacturing Limited. of approximately 4500 m2 required for minimum ground works. In accordance with the terms of the Capacity Market Rules, if the Applicant’s Bid is successful then the Applicant will incorporate a special purpose vehicle company (to be incorporated in England and Wales) (“JVCO”), and the Applicant intends, subject to the approval of EMR Delivery Body, for the Capacity Market Contract to be entered into between EMR Delivering Body and JVCO. The Site will be on the premises of Honda of the UK Manufacturing Limited (“Honda UK") located at Highworth Road, South Marston, Swindon, Wiltshire, SN3 4TZ. SU 181 883 | Import MPANs: 2000055899218, 2000027387210, 2000054817604 |  |  |  | Yes | [13 empty] | Deferred
2 | THAT01 | T-4 | Capacity Auction | 2020 | SSEPG (Operations) Limited |  | Thatcham | Distribution | Non CMRS | Existing Generating CMU |  | Prequalified | Opt-In |  | 1 |  |  |  |  | 0 |  | 8.788 |  |  | 8.266 |  |  |  | #N/A |  |  | 6 x reciprocating engines Thatcham Grid Substation, Piper's Lane, Off Station Road, Thatcham, RG19 4NA SU528664 | 2000050928900 |  |  |  | No | No | Yes | Metering Option (a) | No |  |  | No | [6 empty] | No | N/A |  |  | Yes | 1 | CAN-2020-THAT01-001 | SSEPG (Operations) Limited | THATM-1 | 20/01/2017 | 1 | 2020/21 | 8.266 | [10 empty] | £5000 /MW | £25000 /MW | £10000 /MW | £15000 /MW | £35000 /MW | 100% | 200%
1 | THORM1 | T-4 | Capacity Auction | 2020 | Thorpe Marsh Power Limited |  | Thorpe Marsh CCGT | Transmission | CMRS | New Build Generating CMU |  | Prequalified | Opt-In |  | 15 |  | Yes |  |  | 0 |  | 1600 |  |  | 1440 |  |  |  | 1440 |  |  | CCGT Unit 1 (connected as G1) Thorpe Marsh Power Station, nr Barnby Dun, Doncaster DN3 1ET SE 605 098 | N/A |  |  |  | Yes | [13 empty] | Deferred | Yes |  |  | No | N/A
X | THORM1-Component |  |  |  | Thorpe Marsh Power Limited | [26 empty] | CCGT Unit 2 (connected as G2) Thorpe Marsh Power Station, nr Barnby Dun, Doncaster DN3 1ET SE 605 098
2 | THRN01 | T-4 | Capacity Auction | 2020 | E.ON UK Cogeneration Ltd |  | Thornhill CCGT | Distribution | Non CMRS | Existing Generating CMU |  | Prequalified | Opt-In |  | 1 |  |  |  |  | 0 |  | 50 |  |  | 45 |  |  |  | 45 |  |  | Small gas fired CCGT. Address:Calder Rd, Ravensthorpe, Dewsbury, WF12 9EA. SE 229 201 | 2300000233610 |  |  |  | No | No | Yes | Metering Option (a) | No |  |  | No | [6 empty] | No | N/A |  |  | No | N/A
1 | THU001 | T-4 | Capacity Auction | 2020 | Gas Generation Thurrock Limited |  | Gas Generation Thurrock 1 | Distribution | Non CMRS | New Build Generating CMU |  | Prequalified | Opt-In |  | 15 |  |  | Yes |  | 188340 |  | 20 |  |  | 18.834 |  |  |  | 18.834 |  |  | 10 x 2MW gas reciprocating engines used for power generation, with associated infrastructure. Land adjacent to 607 and 609 London Road, and railway line, Stoneness Road, Thurrock, Essex, RM20 4BA - accessed via Manor Road TQ 589 775 | N/A |  |  |  | Yes | [13 empty] | Deferred | Yes | 15 |  | Yes | 15 | CAN-2020-THU001-001 | Gas Generation Thurrock Limited | THU001 | 20/01/2017 | 15 | 2020/21 2021/22 2022/23 2023/24 2024/25 2025/26 2026/27 2027/28 2028/29 2029/30 2030/31 2031/32 2032/33 2033/34 2034/35 | 18.834 |  |  | Yes | 01/04/2019 | Yes | 01/10/2021 |  |  | Yes | 01/10/2021 | £5000 /MW | £25000 /MW | £10000 /MW | £15000 /MW | £35000 /MW | 100% | 200%
2 | TLAGA1 | T-4 | Capacity Auction | 2020 | Centrica Langage Limited |  | T_LAGA-1 | Transmission | CMRS | Existing Generating CMU |  | Prequalified | Opt-In |  | 1 |  |  |  |  | 0 |  | 905 |  |  | 814.5 |  |  |  | 814.5 |  |  | Centrica Langage Power Station is a Combined Cycle Gas Turbine (CCGT) electricity generating station. Centrica Langage Power Station, Holland Road, Plymouth, PL7 5AW. SX 571 563 | 7205 |  |  |  | No |  |  | Metering Option (a) | No | [9 empty] | No | N/A |  |  | Yes | 1 | CAN-2020-TLAGA1-001 | Centrica Langage Limited | T_LAGA-1 | 20/01/2017 | 1 | 2020/21 | 814.5 | [10 empty] | £5000 /MW | £25000 /MW | £10000 /MW | £15000 /MW | £35000 /MW | 100% | 200%
1 | TN1-16 | T-4 | Capacity Auction | 2020 | EDF Energy Nuclear Generation Limited |  | Torness Power Station CMU 1 | Transmission | CMRS | Existing Generating CMU |  | Prequalified | Opt-In |  | 1 |  |  |  |  | 0 |  | 623.435 |  |  | 525.93 |  |  |  | 525.93 |  |  | Torness Power Station CMU 1: [TN1-16] T_TORN-1 + (50% x T_TORN-D) EDF Energy, Torness power station, Torness, Dunbar, East Lothian, EH42 1QS NT 745 752 | 8302 |  |  |  | No |  |  | Metering Option (a) | No | [9 empty] | No | N/A |  |  | Yes | 1 | CAN-2020-TN1-16-001 | EDF Energy Nuclear Generation Limited | T_TORN-1 | 20/01/2017 | 1 | 2020/21 | 525.93 | [10 empty] | £5000 /MW | £25000 /MW | £10000 /MW | £15000 /MW | £35000 /MW | 100% | 200%
2 | TN2-16 | T-4 | Capacity Auction | 2020 | EDF Energy Nuclear Generation Limited |  | Torness Power Station CMU 2 | Transmission | CMRS | Existing Generating CMU |  | Prequalified | Opt-In |  | 1 |  |  |  |  | 0 |  | 633.935 |  |  | 534.788 |  |  |  | 534.788 |  |  | Torness Power Station CMU 2: [TN2-16] T_TORN-2 + (50% x T_TORN-D) EDF Energy, Torness power station, Torness, Dunbar, East Lothian, EH42 1QS NT 745 752 | 8302 |  |  |  | No |  |  | Metering Option (a) | No | [9 empty] | No | N/A |  |  | Yes | 1 | CAN-2020-TN2-16-001 | EDF Energy Nuclear Generation Limited | T_TORN-2 | 20/01/2017 | 1 | 2020/21 | 534.788 | [10 empty] | £5000 /MW | £25000 /MW | £10000 /MW | £15000 /MW | £35000 /MW | 100% | 200%
1 | TOWN01 | T-4 | Capacity Auction | 2020 | RYDBERG DEVELOPMENT COMPANY LIMITED |  | TOWN01 | Distribution | Non CMRS | New Build Generating CMU |  | Not Prequalified | Opt-In |  | 15 |  | Yes | Yes |  | 0 | Yes | 12 |  |  | 11.3 |  |  |  | 11.3 |  |  | Gas and/or diesel reciprocating engines. Orchard Lea, Blackbeck, Egremont CA22 2NY NY 028 069 | N/A |  |  |  | Yes | [13 empty] | Deferred
2 | TRAN01 | T-4 | Capacity Auction | 2020 | Peak Power Connections Limited |  | TRAN01 | Distribution | Non CMRS | New Build Generating CMU |  | Not Prequalified | Opt-In |  | 15 |  | Yes | Yes |  | 0 | Yes | 10.14 |  |  | 9.549 |  |  |  | 9.549 |  |  | Diesel and/or gas reciprocating engines. Crossgate Rd, Redditch B98 7SN SP 061 655 | N/A |  |  |  | Yes | [13 empty] | Deferred
1 | TUMB01 | T-4 | Capacity Auction | 2020 | SSE Generation Ltd. |  | Tummel 1 | Distribution | Non CMRS | Refurbishing Generating CMU |  | Prequalified | Opt-In |  | 15 |  |  |  |  | 0 |  | 19.113 |  |  |  | 16.468 | 16.468 | Opt-In |  | 14.6472 | 14.6472 | Post-refurbishment generating unit 1 Tummel Power Station, Pitlochry, Perthshire, PH16 5SB NN763590 | 1700051768929 |  |  |  | No | No | Yes | Metering Option (a) | No |  |  | No | [6 empty] | No | Yes | 15 | Pre & Post Refurbishing | Yes | 1 | CAN-2020-TUMB01-001 | SSE Generation Ltd. | TUMB-1 TUMB-1 | 20/01/2017 | 1 | 2020/21 | 16.468 |  |  |  |  | Yes | 01/10/2020 |  |  |  |  | £5000 /MW | £25000 /MW | £10000 /MW | £15000 /MW | £35000 /MW | 100% | 200%
X | TUMB01-Component |  |  |  | SSE Generation Ltd. | [26 empty] | Pre-refurbishment generating unit 1
2 | TUMB02 | T-4 | Capacity Auction | 2020 | SSE Generation Ltd. |  | Tummel 2 | Distribution | Non CMRS | Refurbishing Generating CMU |  | Prequalified | Opt-In |  | 15 |  |  |  |  | 0 |  | 19.164 |  |  |  | 16.152 | 16.152 | Opt-In |  | 14.6472 | 14.6472 | Post-refurbishment generating unit 2 Tummel Power Station, Pitlochry, Perthshire, PH16 5SB NN763590 | 1700051768947 |  |  |  | No | No | Yes | Metering Option (a) | No |  |  | No | [6 empty] | No | Yes | 15 | Pre & Post Refurbishing | Yes | 1 | CAN-2020-TUMB02-001 | SSE Generation Ltd. | TUMB-2 TUMB-2 | 20/01/2017 | 1 | 2020/21 | 16.152 |  |  |  |  | Yes | 01/10/2020 |  |  |  |  | £5000 /MW | £25000 /MW | £10000 /MW | £15000 /MW | £35000 /MW | 100% | 200%
X | TUMB02-Component |  |  |  | SSE Generation Ltd. | [26 empty] | Pre-refurbishment generating unit 2
1 | TW3170 | T-4 | Capacity Auction | 2020 | Green Frog Power 214 Limited |  | Hirwaun | Distribution | Non CMRS | Existing Generating CMU |  | Prequalified | Opt-In |  | 1 |  |  |  |  | 0 |  | 20 |  |  | 18.834 |  |  |  | #N/A |  |  | Reciprocating engines Main Ave, Hirwaun, CF44 9UY SN937060 | 2100041089685 |  |  |  | No | No | Yes | Metering Option (c) | Yes | Yes | settlement |  |  | Yes |  | COP2 | Yes |  | Yes | N/A |  |  | No | N/A
2 | TWI123 | T-4 | Capacity Auction | 2020 | TWIN OAKS SOLAR FARM LIMITED |  | TWIN OAKS | Distribution | Non CMRS | New Build Generating CMU |  | Prequalified | Opt-In |  | 15 |  | Yes |  |  | 47090 |  | 5 |  |  | 4.709 |  |  |  | #N/A |  |  | NEW BUILD GAS FUELLED GENERATING STATION TWIN OAKS FARM LAND TO THE EAST OF YELT FARM LOWER STREET DOVERIDGE DE6 5JW SK 127 331 | N/A |  |  |  | Yes | [13 empty] | Deferred | Yes | 15 |  | Yes | 15 | CAN-2020-TWI123-001 | TWIN OAKS SOLAR FARM LIMITED | TWI123 | 20/01/2017 | 15 | 2020/21 2021/22 2022/23 2023/24 2024/25 2025/26 2026/27 2027/28 2028/29 2029/30 2030/31 2031/32 2032/33 2033/34 2034/35 | 4.709 | Yes | 20/04/2018 |  |  | Yes | 01/10/2021 |  |  | Yes | 01/10/2021 | £5000 /MW | £25000 /MW | £10000 /MW | £15000 /MW | £35000 /MW | 100% | 200%
1 | TYTT01 | T-4 | Capacity Auction | 2020 | RYDBERG DEVELOPMENT COMPANY LIMITED |  | TYTT01 | Distribution | Non CMRS | New Build Generating CMU |  | Not Prequalified | Opt-In |  | 15 |  | Yes | Yes |  | 0 | Yes | 15.866 |  |  | 14.941 |  |  |  | 14.941 |  |  | Gas and/or diesel reciprocating engines. Coursers Road London Colney Hertfordshire AL4 0PD TL 199 048 | N/A |  |  |  | Yes | [13 empty] | Deferred
2 | TZ3019 | T-4 | Capacity Auction | 2020 | Mellishaw Limited |  | Mellishaw Lane A | Distribution | CMRS | New Build Generating CMU |  | Prequalified | Opt-In |  | 15 |  | Yes |  |  | 179510 |  | 19.062 |  |  | 17.951 |  |  |  | 17.951 |  |  | gas fired reciprocating engines 2 White Lund Ave, Morecambe LA3 3ED SD447626 | N/A |  |  |  | Yes | [13 empty] | Deferred | Yes | 15 |  | Yes | 15 | CAN-2020-TZ3019-001 | Mellishaw Limited | TZ3019 | 20/01/2017 | 15 | 2020/21 2021/22 2022/23 2023/24 2024/25 2025/26 2026/27 2027/28 2028/29 2029/30 2030/31 2031/32 2032/33 2033/34 2034/35 | 17.951 | Yes | 20/04/2018 |  |  | Yes | 01/10/2021 |  |  | Yes | 01/10/2021 | £5000 /MW | £25000 /MW | £10000 /MW | £15000 /MW | £35000 /MW | 100% | 200%
1 | UKBR2C | T-4 | Capacity Auction | 2020 | UK Energy Storage Services Limited |  | UK Energy Storage Services BR 20MW | Distribution | CMRS | New Build Generating CMU | Yes | Not Prequalified | Opt-In |  | 15 |  | Yes | Yes |  | 0 | Yes | 19.819 |  |  | 19.084 |  |  |  | 19.258 |  |  | New build battery Lookabootye BROXBURN EH52 5PD NT091705 | N/A |  |  |  | No | No | Yes |  | No | [9 empty] | No
2 | UKBR2S | T-4 | Capacity Auction | 2020 | UK Energy Storage Services Limited |  | UK Energy Storage Services BR 20MW | Distribution | Non CMRS | New Build Generating CMU | Yes | Not Prequalified | Opt-In |  | 15 |  | Yes | Yes |  | 0 | Yes | 19.82 |  |  | 19.084 |  |  |  | 19.258 |  |  | New build battery Lookabootye BROXBURN EH52 5PD NT091705 | N/A |  |  |  | No | No | Yes | Metering Option (b) | No | No |  |  |  | No | The Metering System is not Commissioned as this is a Prospective CMU and thus has not been built yet. | Meter accuracy will be compliant with BSC Code of Practice 2 | Yes |  | No
1 | UKBR4C | T-4 | Capacity Auction | 2020 | UK Energy Storage Services Limited |  | UK Energy Storage Services BR 40MW | Distribution | CMRS | New Build Generating CMU | Yes | Not Prequalified | Opt-In |  | 15 |  | Yes | Yes |  | 0 | Yes | 19.819 |  |  | 19.084 |  |  |  | 38.516 |  |  | New build battery Lookabootye BROXBURN EH52 5PD NT091705 | N/A |  |  |  | No | No | Yes |  | No | [9 empty] | No
2 | UKBR4S | T-4 | Capacity Auction | 2020 | UK Energy Storage Services Limited |  | UK Energy Storage Services BR 40MW | Distribution | Non CMRS | New Build Generating CMU | Yes | Not Prequalified | Opt-In |  | 15 |  | Yes | Yes |  | 0 | Yes | 19.82 |  |  | 19.084 |  |  |  | 38.516 |  |  | New build battery Lookabootye BROXBURN EH52 5PD NT091705 | N/A |  |  |  | No | No | Yes | Metering Option (b) | No | No |  |  |  | No | The Metering System is not Commissioned as this is a Prospective CMU and thus has not been built yet. | Meter accuracy will be compliant with BSC Code of Practice 2 | Yes |  | No
1 | UKER01 | T-4 | Capacity Auction | 2020 | UK Energy Reserve Limited |  | UKER01 | Distribution | Non CMRS | New Build Generating CMU |  | Prequalified | Opt-In |  | 15 |  | Yes | Yes |  | 0 |  | 20 |  |  | 18.834 |  |  |  | 18.834 |  |  | The CMU will be formed of multiple individual generating units controlled centrally and exporting to the distribution system. Works, Thelwall Lane, Warrington WA4 1PD SJ 639874 | N/A |  |  |  | Yes | [13 empty] | Deferred | Yes | 15 |  | No | N/A
2 | UKER02 | T-4 | Capacity Auction | 2020 | UK Energy Reserve Limited |  | UKER02 | Distribution | Non CMRS | New Build Generating CMU |  | Prequalified | Opt-In |  | 15 |  | Yes | Yes |  | 0 |  | 20 |  |  | 18.834 |  |  |  | 18.834 |  |  | The CMU will be formed of multiple individual generating units controlled centrally and exporting to the distribution system. Newlands Road, Wentloog Corporate Industrial Park, Cardiff, CF3 2EU ST 237794 | N/A |  |  |  | Yes | [13 empty] | Deferred | Yes | 15 |  | No | N/A
1 | UKER03 | T-4 | Capacity Auction | 2020 | UK Energy Reserve Limited |  | UKER03 | Distribution | Non CMRS | New Build Generating CMU |  | Prequalified | Opt-In |  | 15 |  | Yes |  |  | 0 |  | 8 |  |  | 7.534 |  |  |  | 18.834 |  |  | The CMU will be formed of multiple individual generating units controlled centrally and exporting to the distribution system. Morganite, Swansea, SA6 8PP SS 675 981 | N/A |  |  |  | Yes | [13 empty] | Deferred | Yes | 15 |  | No | N/A
2 | UKER04 | T-4 | Capacity Auction | 2020 | UK Energy Reserve Limited |  | UKER04 | Distribution | Non CMRS | New Build Generating CMU |  | Not Prequalified | Opt-In |  | 15 |  | Yes | Yes |  | 0 | Yes | 20 |  |  | 18.834 |  |  |  | 18.834 |  |  | The CMU will be formed of multiple individual generating units controlled centrally and exporting to the distribution system. HULTON PARK, BOLTON, BL5 3JA SD 674 062 | N/A |  |  |  | Yes | [13 empty] | Deferred
1 | UKER05 | T-4 | Capacity Auction | 2020 | UK Energy Reserve Limited |  | UKER05 | Distribution | Non CMRS | New Build Generating CMU |  | Not Prequalified | Opt-In |  | 15 |  | Yes |  |  | 0 |  | 20 |  |  | 18.834 |  |  |  | 18.834 |  |  | The CMU will be formed of multiple individual generating units controlled centrally and exporting to the distribution system. Former Depot West of Phoenix Mills, Nottingham Road, Long Eaton, Derbyshire NG10 2AA SK 493 339 | N/A |  |  |  | Yes | [13 empty] | Deferred |  |  |  | No | N/A
2 | UKER06 | T-4 | Capacity Auction | 2020 | UK Energy Reserve Limited |  | UKER06 | Distribution | Non CMRS | New Build Generating CMU |  | Prequalified | Opt-In |  | 15 |  | Yes | Yes |  | 0 |  | 20 |  |  | 18.834 |  |  |  | 18.834 |  |  | The CMU will be formed of multiple individual generating units controlled centrally and exporting to the distribution system. Cammell Laird Shipyard, Campbeltown Road, Birkenhead CH41 9HP SJ 331 874 | N/A |  |  |  | Yes | [13 empty] | Deferred | Yes | 15 |  | No | N/A
1 | UKER07 | T-4 | Capacity Auction | 2020 | UK Energy Reserve Limited |  | UKER07 | Distribution | Non CMRS | New Build Generating CMU |  | Prequalified | Opt-In |  | 15 |  |  | Yes |  | 0 |  | 20 |  |  | 18.834 |  |  |  | 18.834 |  |  | The CMU will be formed of multiple individual generating units controlled centrally and exporting to the distribution system. High Common Lane, Rossington DN11 0HP SK 643 972 | N/A |  |  |  | Yes | [13 empty] | Deferred | Yes | 15 |  | No | N/A
2 | UKER08 | T-4 | Capacity Auction | 2020 | UK Energy Reserve Limited |  | UKER08 | Distribution | Non CMRS | New Build Generating CMU |  | Not Prequalified | Opt-In |  | 15 |  | Yes | Yes |  | 0 | Yes | 20 |  |  | 18.834 |  |  |  | 18.834 |  |  | The CMU will be formed of multiple individual generating units controlled centrally and exporting to the distribution system. Land at Lodge Lane South, Newton-le-Willows WA12 0HN SJ 358 135 | n/a |  |  |  | Yes | [13 empty] | No
1 | UKER09 | T-4 | Capacity Auction | 2020 | UK Energy Reserve Limited |  | UKER09 | Distribution | Non CMRS | New Build Generating CMU |  | Not Prequalified | Opt-In |  | 15 |  | Yes | Yes |  | 0 | Yes | 20 |  |  | 18.834 |  |  |  | 18.834 |  |  | The CMU will be formed of multiple individual generating units controlled centrally and exporting to the distribution system. Land at Futura Park, West of Ransomes Way, Ipswich IP3 9SQ TM 200 422 | N/A |  |  |  | Yes | [13 empty] | Deferred
2 | UKER10 | T-4 | Capacity Auction | 2020 | UK Energy Reserve Limited |  | UKER10 | Distribution | Non CMRS | New Build Generating CMU |  | Not Prequalified | Opt-In |  | 15 |  | Yes | Yes |  | 0 | Yes | 20 |  |  | 18.834 |  |  |  | 18.834 |  |  | The CMU will be formed of multiple individual generating units controlled centrally and exporting to the distribution system. SKYLINE, BRAINTREE ESSEX CM77 7AH TL 740 219 | N/A |  |  |  | Yes | [13 empty] | Deferred
1 | UKER11 | T-4 | Capacity Auction | 2020 | UK Energy Reserve Limited |  | UKER11 | Distribution | Non CMRS | New Build Generating CMU |  | Not Prequalified | Opt-In |  | 15 |  | Yes | Yes |  | 0 | Yes | 20 |  |  | 18.834 |  |  |  | 18.834 |  |  | The CMU will be formed of multiple individual generating units controlled centrally and exporting to the distribution system. SEVERN ROAD, AVONMOUTH BS10 7SE ST 543 812 | N/A |  |  |  | Yes | [13 empty] | Deferred
2 | UKER12 | T-4 | Capacity Auction | 2020 | UK Energy Reserve Limited |  | UKER12 | Distribution | Non CMRS | New Build Generating CMU |  | Not Prequalified | Opt-In |  | 15 |  | Yes | Yes |  | 0 | Yes | 20 |  |  | 18.834 |  |  |  | 18.834 |  |  | The CMU will be formed of multiple individual generating units controlled centrally and exporting to the distribution system. Beddington Lane, Croydon, CR0 4TD TQ 302 656 | N/A |  |  |  | Yes | [13 empty] | Deferred
1 | UKER13 | T-4 | Capacity Auction | 2020 | UK Energy Reserve Limited |  | UKER13 | Distribution | Non CMRS | New Build Generating CMU |  | Not Prequalified | Opt-In |  | 15 |  | Yes | Yes |  | 0 | Yes | 20 |  |  | 18.834 |  |  |  | 18.834 |  |  | The CMU will be formed of multiple individual generating units controlled centrally and exporting to the distribution system. Lyon Road, Milton Keynes MK1 1EX SP867347 | N/A |  |  |  | Yes | [13 empty] | Deferred
2 | UKER14 | T-4 | Capacity Auction | 2020 | UK Energy Reserve Limited |  | UKER14 | Distribution | Non CMRS | New Build Generating CMU |  | Not Prequalified | Opt-In |  | 15 |  | Yes | Yes |  | 0 | Yes | 20 |  |  | 18.834 |  |  |  | 18.834 |  |  | The CMU will be formed of multiple individual generating units controlled centrally and exporting to the distribution system. SHORE ROAD, PORT OF HEYSHAM, MORECAMBE, LA3 2XF LA3 2XF SD 406 607 | N/A |  |  |  | Yes | [13 empty] | Deferred
1 | UKER15 | T-4 | Capacity Auction | 2020 | UK Energy Reserve Limited |  | UKER15 | Distribution | Non CMRS | New Build Generating CMU |  | Not Prequalified | Opt-In |  | 15 |  | Yes | Yes |  | 0 | Yes | 20 |  |  | 18.834 |  |  |  | 18.834 |  |  | The CMU will be formed of multiple individual generating units controlled centrally and exporting to the distribution system. Precedent Drive, Milton Keynes MK13 8PE SP 836 389 | N/A |  |  |  | Yes | [13 empty] | Deferred
2 | UKER16 | T-4 | Capacity Auction | 2020 | UK Energy Reserve Limited |  | UKER16 | Distribution | Non CMRS | New Build Generating CMU |  | Prequalified | Opt-In |  | 15 |  | Yes |  |  | 0 |  | 20 |  |  | 18.834 |  |  |  | 18.834 |  |  | Construction of new small embedded power station site consisting of engines and ancillaries with new major plant items such as mains gas connection capacity (where appropriate), distribution grid connection capacity and associated works and civils. To the best of our knowledge and belief, the CMU will meet the Extended Years Criteria (as per rule 3.7.2 (a)). These criteria will be met by the installation of new apparatus capable of remaining in operation for 15 years or more beginning with the first delivery year and that the plant will be compliant with all relevant emissions and energy efficiency standards that could be expected of a new plant of the same type, size and energy source in Great Britain and the European Union. Alders Way, Paignton TQ4 7QL SX 871 593 | N/A |  |  |  | Yes | [13 empty] | Deferred | Yes | 15 |  | No | N/A
1 | UKER17 | T-4 | Capacity Auction | 2020 | UK Energy Reserve Limited |  | UKER17 | Distribution | Non CMRS | New Build Generating CMU |  | Not Prequalified | Opt-In |  | 15 |  | Yes | Yes |  | 0 | Yes | 20 |  |  | 18.834 |  |  |  | 18.834 |  |  | The CMU will be formed of multiple individual generating units controlled centrally and exporting to the distribution system. Manor Road, Kent, DA8 2AJ TQ 526 778 | N/A |  |  |  | Yes | [13 empty] | Deferred
2 | UKER18 | T-4 | Capacity Auction | 2020 | UK Energy Reserve Limited |  | UKER18 | Distribution | Non CMRS | New Build Generating CMU |  | Prequalified | Opt-In |  | 15 |  | Yes |  |  | 0 |  | 20 |  |  | 18.834 |  |  |  | 18.834 |  |  | The CMU will be formed of multiple individual generating units controlled centrally and exporting to the distribution system. Land to the South East of Christchurch Road, Baglan, Port Talbot SA12 7BZ SS 748 908 | N/A |  |  |  | Yes | [13 empty] | Yes | Yes | 15 |  | No | N/A
1 | UKER19 | T-4 | Capacity Auction | 2020 | UK Energy Reserve Limited |  | UKER19 | Distribution | Non CMRS | New Build Generating CMU |  | Prequalified | Opt-In |  | 15 |  | Yes |  |  | 0 |  | 20 |  |  | 18.834 |  |  |  | 18.834 |  |  | The CMU will be formed of multiple individual generating units controlled centrally and exporting to the distribution system. North Court Block C, Newbridge Road Industrial Estate, Pontllanfraith, Blackwood NP12 2AN ST 187 962 | N/A |  |  |  | Yes | [13 empty] | Deferred | Yes | 15 |  | No | N/A
2 | UKER20 | T-4 | Capacity Auction | 2020 | UK Energy Reserve Limited |  | UKER20 | Distribution | Non CMRS | New Build Generating CMU |  | Not Prequalified | Opt-In |  | 15 |  | Yes |  |  | 0 | Yes | 16 |  |  | 15.067 |  |  |  | 15.067 |  |  | The CMU will be formed of multiple individual generating units controlled centrally and exporting to the distribution system. Thamesteel, Brielle Way, Sheerness, ME12 1DB TQ 911 744 | N/A |  |  |  | Yes | [13 empty] | Deferred
1 | UKER21 | T-4 | Capacity Auction | 2020 | UK Energy Reserve Limited |  | UKER21 | Distribution | Non CMRS | New Build Generating CMU |  | Prequalified | Opt-In |  | 15 |  | Yes |  |  | 0 |  | 20 |  |  | 18.834 |  |  |  | 18.834 |  |  | The CMU will be formed of multiple individual generating units controlled centrally and exporting to the distribution system. Ex Gas Works Site Land west of Afan Way Port Talbot SA12 6HQ SS 756 897 | N/A |  |  |  | Yes | [13 empty] | Deferred | Yes | 15 |  | No | N/A
2 | UKER22 | T-4 | Capacity Auction | 2020 | UK Energy Reserve Limited |  | UKER22 | Distribution | Non CMRS | New Build Generating CMU |  | Prequalified | Opt-In |  | 15 |  | Yes | Yes |  | 0 |  | 20 |  |  | 18.834 |  |  |  | 18.834 |  |  | The CMU will be formed of multiple individual generating units controlled centrally and exporting to the distribution system. Plot G11 Bennett Street, Bridgend Industrial Estate, Bridgend CF31 3SA SS 930 792 | N/A |  |  |  | Yes | [13 empty] | Deferred | Yes | 15 |  | No | N/A
1 | UKER23 | T-4 | Capacity Auction | 2020 | UK Energy Reserve Limited |  | UKER23 | Distribution | Non CMRS | New Build Generating CMU |  | Not Prequalified | Opt-In |  | 15 |  | Yes | Yes |  | 0 | Yes | 20 |  |  | 18.834 |  |  |  | 18.834 |  |  | The CMU will be formed of multiple individual generating units controlled centrally and exporting to the distribution system. Dingle Farm, Preston PR4 3RX SD 454 319 | N/A |  |  |  | Yes | [13 empty] | Deferred
2 | UKER24 | T-4 | Capacity Auction | 2020 | UK Energy Reserve Limited |  | UKER24 | Distribution | Non CMRS | New Build Generating CMU |  | Prequalified | Opt-In |  | 15 |  | Yes | Yes |  | 0 |  | 20 |  |  | 18.834 |  |  |  | 18.834 |  |  | The CMU will be formed of multiple individual generating units controlled centrally and exporting to the distribution system. Perimeter Road, Elton, Ellesmere Port CH2 4LB SJ 465 761 | N/A |  |  |  | Yes | [13 empty] | Deferred | Yes | 15 |  | No | N/A
1 | UKER25 | T-4 | Capacity Auction | 2020 | UK Energy Reserve Limited |  | UKER25 | Distribution | Non CMRS | New Build Generating CMU |  | Not Prequalified | Opt-In |  | 15 |  | Yes | Yes |  | 0 | Yes | 20 |  |  | 18.834 |  |  |  | 18.834 |  |  | The CMU will be formed of multiple individual generating units controlled centrally and exporting to the distribution system. Cowstead-Land off Queenborough Road, Sheerness ME12 3RL TQ 925 713 | N/A |  |  |  | Yes | [13 empty] | Deferred
2 | UKER26 | T-4 | Capacity Auction | 2020 | UK Energy Reserve Limited |  | UKER26 | Distribution | Non CMRS | New Build Generating CMU |  | Not Prequalified | Opt-In |  | 15 |  | Yes | Yes |  | 0 | Yes | 20 |  |  | 18.834 |  |  |  | 18.834 |  |  | The CMU will be formed of multiple individual generating units controlled centrally and exporting to the distribution system. Boundary Road, Sturmer, Haverhill CB9 7YH TL 686 443 | N/A |  |  |  | Yes | [13 empty] | Deferred
1 | UKER27 | T-4 | Capacity Auction | 2020 | UK Energy Reserve Limited |  | UKER27 | Distribution | Non CMRS | New Build Generating CMU | Yes | Not Prequalified | Opt-In |  | 15 |  | Yes | Yes |  | 0 | Yes | 10 |  |  | 9.629 |  |  |  | 9.629 |  |  | The CMU will be formed of multiple individual storage units controlled centrally and exporting to the distribution system. Transco Compound Martens Road Irlam M44 5AX SJ 714921 | N/A |  |  |  | Yes | [13 empty] | Deferred
2 | UKER28 | T-4 | Capacity Auction | 2020 | UK Energy Reserve Limited |  | UKER28 | Distribution | Non CMRS | New Build Generating CMU | Yes | Prequalified | Opt-In |  | 15 |  | Yes | Yes |  | 96290 |  | 10 |  |  | 9.629 |  |  |  | 9.629 |  |  | The CMU will be formed of multiple individual storage units controlled centrally and exporting to the distribution system. TRASTON ROAD, NEWPORT NP19 4PW ST 330 856 | N/A |  |  |  | Yes | [13 empty] | Deferred | Yes | 15 |  | Yes | 15 | CAN-2020-UKER28-001 | UK Energy Reserve Limited | UKER28 | 20/01/2017 | 15 | 2020/21 2021/22 2022/23 2023/24 2024/25 2025/26 2026/27 2027/28 2028/29 2029/30 2030/31 2031/32 2032/33 2033/34 2034/35 | 9.629 | Yes | 20/04/2018 | Yes | 01/04/2019 | Yes | 01/10/2021 |  |  | Yes | 01/10/2021 | £5000 /MW | £25000 /MW | £10000 /MW | £15000 /MW | £35000 /MW | 100% | 200%
1 | UKER29 | T-4 | Capacity Auction | 2020 | UK Energy Reserve Limited |  | UKER29 | Distribution | Non CMRS | New Build Generating CMU | Yes | Not Prequalified | Opt-In |  | 15 |  | Yes | Yes |  | 0 | Yes | 10 |  |  | 9.629 |  |  |  | 9.629 |  |  | The CMU will be formed of multiple individual storage units controlled centrally and exporting to the distribution system. Land on the North West of Coity Road, Bridgend CF31 1NS SS 906 810 | N/A |  |  |  | Yes | [13 empty] | Deferred
2 | UKER30 | T-4 | Capacity Auction | 2020 | UK Energy Reserve Limited |  | UKER30 | Distribution | Non CMRS | New Build Generating CMU | Yes | Prequalified | Opt-In |  | 15 |  | Yes | Yes |  | 96290 |  | 10 |  |  | 9.629 |  |  |  | 9.629 |  |  | The CMU will be formed of multiple individual storage units controlled centrally and exporting to the distribution system. Bristol Road Gloucester GL2 5YA SO 819 159 | N/A |  |  |  | Yes | [13 empty] | Deferred | Yes | 15 |  | Yes | 15 | CAN-2020-UKER30-001 | UK Energy Reserve Limited | UKER30 | 20/01/2017 | 15 | 2020/21 2021/22 2022/23 2023/24 2024/25 2025/26 2026/27 2027/28 2028/29 2029/30 2030/31 2031/32 2032/33 2033/34 2034/35 | 9.629 | Yes | 20/04/2018 | Yes | 01/04/2019 | Yes | 01/10/2021 |  |  | Yes | 01/10/2021 | £5000 /MW | £25000 /MW | £10000 /MW | £15000 /MW | £35000 /MW | 100% | 200%
1 | UKER31 | T-4 | Capacity Auction | 2020 | UK Energy Reserve Limited |  | UKER31 | Distribution | Non CMRS | New Build Generating CMU | Yes | Prequalified | Opt-In |  | 15 |  | Yes | Yes |  | 96290 |  | 10 |  |  | 9.629 |  |  |  | 9.629 |  |  | The CMU will be formed of multiple individual storage units controlled centrally and exporting to the distribution system. Land to the North of Beaufort Road, Cavendish Wharf, Merseyside, CH41 1HQ SJ303901 | N/A |  |  |  | Yes | [13 empty] | Deferred | Yes | 15 |  | Yes | 15 | CAN-2020-UKER31-001 | UK Energy Reserve Limited | UKER31 | 20/01/2017 | 15 | 2020/21 2021/22 2022/23 2023/24 2024/25 2025/26 2026/27 2027/28 2028/29 2029/30 2030/31 2031/32 2032/33 2033/34 2034/35 | 9.629 | Yes | 20/04/2018 | Yes | 01/04/2019 | Yes | 01/10/2021 |  |  | Yes | 01/10/2021 | £5000 /MW | £25000 /MW | £10000 /MW | £15000 /MW | £35000 /MW | 100% | 200%
2 | UKER32 | T-4 | Capacity Auction | 2020 | UK Energy Reserve Limited |  | UKER32 | Distribution | Non CMRS | New Build Generating CMU | Yes | Not Prequalified | Opt-In |  | 15 |  | Yes | Yes |  | 0 | Yes | 5 |  |  | 4.815 |  |  |  | 4.815 |  |  | The CMU will be formed of multiple individual storage units controlled centrally and exporting to the distribution system. Nottingham Road, Long Eaton, Nottinghamshire, NG10 2AA SK493339 | N/A |  |  |  | Yes | [13 empty] | Deferred
1 | UKER33 | T-4 | Capacity Auction | 2020 | UK Energy Reserve Limited |  | UKER33 | Distribution | Non CMRS | New Build Generating CMU | Yes | Prequalified | Opt-In |  | 15 |  | Yes | Yes |  | 77030 |  | 8 |  |  | 7.703 |  |  |  | 7.703 |  |  | The CMU will be formed of multiple individual storage units controlled centrally and exporting to the distribution system. Zone P, Asfordby Business Park, Welby Road, Melton Mowbray, Leicestershire, LE14 3JL SK724205 | N/A |  |  |  | Yes | [13 empty] | Deferred | Yes | 15 |  | Yes | 15 | CAN-2020-UKER33-001 | UK Energy Reserve Limited | UKER33 | 20/01/2017 | 15 | 2020/21 2021/22 2022/23 2023/24 2024/25 2025/26 2026/27 2027/28 2028/29 2029/30 2030/31 2031/32 2032/33 2033/34 2034/35 | 7.703 | Yes | 20/04/2018 | Yes | 01/04/2019 | Yes | 01/10/2021 |  |  | Yes | 01/10/2021 | £5000 /MW | £25000 /MW | £10000 /MW | £15000 /MW | £35000 /MW | 100% | 200%
2 | UKER34 | T-4 | Capacity Auction | 2020 | UK Energy Reserve Limited |  | UKER34 | Distribution | Non CMRS | New Build Generating CMU |  | Not Prequalified | Opt-In |  | 15 |  | Yes | Yes |  | 0 | Yes | 20 |  |  | 18.834 |  |  |  | 18.834 |  |  | The CMU will be formed of multiple individual generating units controlled centrally and exporting to the distribution system. Pit Hey Place, Pimbo Industrial Estate, Skelmersdale, WN8 9PS SD 494 041 | N/A |  |  |  | Yes | [13 empty] | Deferred
1 | UKER35 | T-4 | Capacity Auction | 2020 | UK Energy Reserve Limited |  | UKER35 | Distribution | Non CMRS | New Build Generating CMU |  | Not Prequalified | Opt-In |  | 15 |  | Yes | Yes |  | 0 | Yes | 20 |  |  | 18.834 |  |  |  | 18.834 |  |  | The CMU will be formed of multiple individual generating units controlled centrally and exporting to the distribution system. BROADWAY, DUKINFIELD, SK14 4Q SJ 939 962 | N/A |  |  |  | Yes | [13 empty] | Deferred
2 | UKER36 | T-4 | Capacity Auction | 2020 | UK Energy Reserve Limited |  | UKER36 | Distribution | Non CMRS | New Build Generating CMU |  | Not Prequalified | Opt-In |  | 15 |  | Yes | Yes |  | 0 | Yes | 20 |  |  | 18.834 |  |  |  | 18.834 |  |  | The CMU will be formed of multiple individual generating units controlled centrally and exporting to the distribution system. Wooferton, SY8 4HE S0504680 | N/A |  |  |  | Yes | [13 empty] | Deferred
1 | UKER37 | T-4 | Capacity Auction | 2020 | UK Energy Reserve Limited |  | UKER37 | Distribution | Non CMRS | New Build Generating CMU |  | Not Prequalified | Opt-In |  | 15 |  | Yes | Yes |  | 0 | Yes | 20 |  |  | 18.834 |  |  |  | 18.834 |  |  | The CMU will be formed of multiple individual generating units controlled centrally and exporting to the distribution system. Essex Road, Hoddesdon,Herts, EN11 0DN TL383086 | N/A |  |  |  | Yes | [13 empty] | Deferred
2 | UKER38 | T-4 | Capacity Auction | 2020 | UK Energy Reserve Limited |  | UKER38 | Distribution | Non CMRS | New Build Generating CMU | Yes | Not Prequalified | Opt-In |  | 15 |  | Yes | Yes |  | 0 | Yes | 5 |  |  | 4.815 |  |  |  | 4.815 |  |  | The CMU will be formed of multiple individual storage units controlled centrally and exporting to the distribution system. Monkton Road, Wakefield, Yorkshire, WF2 7AL SE 324 189 | N/A |  |  |  | Yes | [13 empty] | Deferred
1 | UKER39 | T-4 | Capacity Auction | 2020 | UK Energy Reserve Limited |  | UKER39 | Distribution | Non CMRS | New Build Generating CMU |  | Not Prequalified | Opt-In |  | 15 |  | Yes | Yes |  | 0 | Yes | 20 |  |  | 18.834 |  |  |  | 18.834 |  |  | The CMU will be formed of multiple individual generating units controlled centrally and exporting to the distribution system. Little Dawley, Telford, Shropshire, TF4 3QN SJ681057 | N/A |  |  |  | Yes | [13 empty] | Deferred
2 | UKER40 | T-4 | Capacity Auction | 2020 | UK Energy Reserve Limited |  | UKER40 | Distribution | Non CMRS | New Build Generating CMU |  | Not Prequalified | Opt-In |  | 15 |  | Yes | Yes |  | 0 | Yes | 20 |  |  | 18.834 |  |  |  | 18.834 |  |  | The CMU will be formed of multiple individual generating units controlled centrally and exporting to the distribution system. Plot 2, Hermitage Park, Harts Farm Way,Havant PO9 1JU SU707059 | N/A |  |  |  | Yes | [13 empty] | Deferred
1 | UKER41 | T-4 | Capacity Auction | 2020 | UK Energy Reserve Limited |  | UKER41 | Distribution | Non CMRS | New Build Generating CMU |  | Prequalified | Opt-In |  | 15 |  | Yes | Yes |  | 0 |  | 10 |  |  | 9.417 |  |  |  | 9.417 |  |  | The CMU will be formed of multiple individual generating units controlled centrally and exporting to the distribution system. Wrawby, Kettleby Lane, DN20 8SX TA025082 | N/A |  |  |  | Yes | [13 empty] | Deferred | Yes | 15 |  | No | N/A
2 | UKER42 | T-4 | Capacity Auction | 2020 | UK Energy Reserve Limited |  | UKER42 | Distribution | Non CMRS | New Build Generating CMU |  | Prequalified | Opt-In |  | 15 |  | Yes | Yes |  | 0 |  | 20 |  |  | 18.834 |  |  |  | 18.834 |  |  | The CMU will be formed of multiple individual generating units controlled centrally and exporting to the distribution system. Perimeter Road, Elton, Ellesmere Port CH2 4LB SJ 465 761 | N/A |  |  |  | Yes | [13 empty] | Deferred | Yes | 15 |  | No | N/A
1 | UKER43 | T-4 | Capacity Auction | 2020 | UK Energy Reserve Limited |  | UKER43 | Distribution | Non CMRS | New Build Generating CMU |  | Prequalified | Opt-In |  | 15 |  | Yes | Yes |  | 0 |  | 8 |  |  | 7.534 |  |  |  | 7.534 |  |  | The CMU will be formed of multiple individual generating units controlled centrally and exporting to the distribution system. Perimeter Road, Elton, Ellesmere Port CH2 4LB SJ 465 761 | N/A |  |  |  | Yes | [13 empty] | Deferred | Yes | 15 |  | No | N/A
2 | UKER44 | T-4 | Capacity Auction | 2020 | UK Energy Reserve Limited |  | UKER44 | Distribution | Non CMRS | New Build Generating CMU |  | Not Prequalified | Opt-In |  | 15 |  | Yes | Yes |  | 0 | Yes | 20 |  |  | 18.834 |  |  |  | 18.834 |  |  | The CMU will be formed of multiple individual generating units controlled centrally and exporting to the distribution system. Cowstead-Land off Queenborough Road, Sheerness ME12 3RL TQ 925 713 | N/A |  |  |  | Yes | [13 empty] | Deferred
1 | UKER45 | T-4 | Capacity Auction | 2020 | UK Energy Reserve Limited |  | UKER45 | Distribution | Non CMRS | New Build Generating CMU |  | Not Prequalified | Opt-In |  | 15 |  | Yes | Yes |  | 0 | Yes | 8 |  |  | 7.534 |  |  |  | 7.534 |  |  | The CMU will be formed of multiple individual generating units controlled centrally and exporting to the distribution system. Cowstead-Land off Queenborough Road, Sheerness ME12 3RL TQ 925 713 | N/A |  |  |  | Yes | [13 empty] | Deferred
2 | UKER46 | T-4 | Capacity Auction | 2020 | UK Energy Reserve Limited |  | UKER46 | Distribution | Non CMRS | New Build Generating CMU |  | Not Prequalified | Opt-In |  | 15 |  | Yes | Yes |  | 0 | Yes | 20 |  |  | 18.834 |  |  |  | 18.834 |  |  | The CMU will be formed of multiple individual generating units controlled centrally and exporting to the distribution system. Boundary Road, Sturmer, Haverhill CB9 7YH TL 686 443 | N/A |  |  |  | Yes | [13 empty] | Deferred
1 | UKER47 | T-4 | Capacity Auction | 2020 | UK Energy Reserve Limited |  | UKER47 | Distribution | Non CMRS | New Build Generating CMU |  | Not Prequalified | Opt-In |  | 15 |  | Yes | Yes |  | 0 | Yes | 8 |  |  | 7.534 |  |  |  | 7.534 |  |  | The CMU will be formed of multiple individual generating units controlled centrally and exporting to the distribution system. Boundary Road, Sturmer, Haverhill CB9 7YH TL 686 443 | N/A |  |  |  | Yes | [13 empty] | Deferred
2 | UKER48 | T-4 | Capacity Auction | 2020 | UK Energy Reserve Limited |  | UKER48 | Distribution | Non CMRS | New Build Generating CMU | Yes | Prequalified | Opt-In |  | 15 |  | Yes | Yes |  | 115550 |  | 12 |  |  | 11.555 |  |  |  | 11.555 |  |  | The CMU will be formed of multiple individual storage units controlled centrally and exporting to the distribution system. Zone P, Asfordby Business Park, Welby Road, Melton Mowbray, Leicestershire, LE14 3JL SK724205 | N/A |  |  |  | Yes | [13 empty] | Deferred | Yes | 15 |  | Yes | 15 | CAN-2020-UKER48-001 | UK Energy Reserve Limited | UKER48 | 20/01/2017 | 15 | 2020/21 2021/22 2022/23 2023/24 2024/25 2025/26 2026/27 2027/28 2028/29 2029/30 2030/31 2031/32 2032/33 2033/34 2034/35 | 11.555 | Yes | 20/04/2018 | Yes | 01/04/2019 | Yes | 01/10/2021 |  |  | Yes | 01/10/2021 | £5000 /MW | £25000 /MW | £10000 /MW | £15000 /MW | £35000 /MW | 100% | 200%
1 | UKER49 | T-4 | Capacity Auction | 2020 | UK Energy Reserve Limited |  | UKER49 | Distribution | Non CMRS | New Build Generating CMU |  | Prequalified | Opt-In |  | 15 |  | Yes | Yes |  | 0 |  | 20 |  |  | 18.834 |  |  |  | 18.834 |  |  | The CMU will be formed of multiple individual generating units controlled centrally and exporting to the distribution system. Moor Lane, Nottage, Bridgend CF36 3EJ SS816791 | N/A |  |  |  | Yes | [13 empty] | Deferred | Yes | 15 |  | No | N/A
2 | UKER50 | T-4 | Capacity Auction | 2020 | UK Energy Reserve Limited |  | UKER50 | Distribution | Non CMRS | New Build Generating CMU |  | Not Prequalified | Opt-In |  | 15 |  | Yes | Yes |  | 0 | Yes | 20 |  |  | 18.834 |  |  |  | 18.834 |  |  | The CMU will be formed of multiple individual storage units controlled centrally and exporting to the distribution system. Phoenix Street, West Bromwich, Sandwel B70 0AE SO986920 | N/A |  |  |  | Yes | [13 empty] | Deferred
1 | UKER51 | T-4 | Capacity Auction | 2020 | UK Energy Reserve Limited |  | UKER51 | Distribution | Non CMRS | New Build Generating CMU | Yes | Not Prequalified | Opt-In |  | 15 |  | Yes | Yes |  | 0 | Yes | 5 |  |  | 4.815 |  |  |  | 4.815 |  |  | The CMU will be formed of multiple individual storage units controlled centrally and exporting to the distribution system. Trumfleet Generation Site, Marsh Lane, Trumfleet, Doncaster. DN6 0DU SE605119 | N/A |  |  |  | Yes | [13 empty] | Deferred
2 | UKER52 | T-4 | Capacity Auction | 2020 | UK Energy Reserve Limited |  | UKER52 | Distribution | Non CMRS | New Build Generating CMU |  | Not Prequalified | Opt-In |  | 15 |  | Yes | Yes |  | 0 | Yes | 20 |  |  | 18.834 |  |  |  | 18.834 |  |  | The CMU will be formed of multiple individual generating units controlled centrally and exporting to the distribution system. Land off Dryden Road, Barnsley, S71 1JE SE354068 | N/A |  |  |  | Yes | [13 empty] | Deferred
1 | UKER53 | T-4 | Capacity Auction | 2020 | UK Energy Reserve Limited |  | UKER53 | Distribution | Non CMRS | New Build Generating CMU |  | Not Prequalified | Opt-In |  | 15 |  | Yes | Yes |  | 0 | Yes | 20 |  |  | 18.834 |  |  |  | 18.834 |  |  | The CMU will be formed of multiple individual generating units controlled centrally and exporting to the distribution system. Garrison Road, Sheerness, ME12 1BU TQ913752 | N/A |  |  |  | Yes | [13 empty] | Deferred
2 | UKER54 | T-4 | Capacity Auction | 2020 | UK Energy Reserve Limited |  | UKER54 | Distribution | Non CMRS | New Build Generating CMU |  | Not Prequalified | Opt-In |  | 15 |  | Yes | Yes |  | 0 | Yes | 20 |  |  | 18.834 |  |  |  | 18.834 |  |  | The CMU will be formed of multiple individual generating units controlled centrally and exporting to the distribution system. Perry’s Farm, Isle of Grain, ME3 0AW TQ878763 | N/A |  |  |  | Yes | [13 empty] | Deferred
1 | UKER55 | T-4 | Capacity Auction | 2020 | UK Energy Reserve Limited |  | UKER55 | Distribution | Non CMRS | New Build Generating CMU |  | Not Prequalified | Opt-In |  | 15 |  | Yes | Yes |  | 0 | Yes | 20 |  |  | 18.834 |  |  |  | 18.834 |  |  | The CMU will be formed of multiple individual generating units controlled centrally and exporting to the distribution system. Land at Durham Tees Valley Airport, DL2 1LU NZ368134 | N/A |  |  |  | Yes | [13 empty] | Deferred
2 | UKER56 | T-4 | Capacity Auction | 2020 | UK Energy Reserve Limited |  | UKER56 | Distribution | Non CMRS | New Build Generating CMU |  | Not Prequalified | Opt-In |  | 15 |  | Yes | Yes |  | 0 | Yes | 20 |  |  | 18.834 |  |  |  | 18.834 |  |  | The CMU will be formed of multiple individual generating units controlled centrally and exporting to the distribution system. Thelwall Viaduct, Warrington WA4 1PY SJ663890 | N/A |  |  |  | Yes | [13 empty] | Deferred
1 | UKER57 | T-4 | Capacity Auction | 2020 | UK Energy Reserve Limited |  | UKER57 | Distribution | Non CMRS | New Build Generating CMU |  | Not Prequalified | Opt-In |  | 15 |  | Yes | Yes |  | 0 |  | 20 |  |  | 18.834 |  |  |  | 18.834 |  |  | The CMU will be formed of multiple individual generating units controlled centrally and exporting to the distribution system. Bicester Farm, Bicester OX25 2ND SP591183 | N/A |  |  |  | Yes | [13 empty] | Deferred
2 | UKER58 | T-4 | Capacity Auction | 2020 | UK Energy Reserve Limited |  | UKER58 | Distribution | Non CMRS | New Build Generating CMU |  | Not Prequalified | Opt-In |  | 15 |  | Yes | Yes |  | 0 | Yes | 20 |  |  | 18.834 |  |  |  | 18.834 |  |  | The CMU will be formed of multiple individual generating units controlled centrally and exporting to the distribution system. Leeside Rd, London, N17 0QJ TQ353915 | N/A |  |  |  | Yes | [13 empty] | Deferred
1 | UKER59 | T-4 | Capacity Auction | 2020 | UK Energy Reserve Limited |  | UKER59 | Distribution | Non CMRS | New Build Generating CMU |  | Not Prequalified | Opt-In |  | 15 |  | Yes | Yes |  | 0 | Yes | 20 |  |  | 18.834 |  |  |  | 18.834 |  |  | The CMU will be formed of multiple individual generating units controlled centrally and exporting to the distribution system. Site 2 Opus, Belvedere, DA17 6BG TQ499796 | N/A |  |  |  | Yes | [13 empty] | Deferred
2 | UKER60 | T-4 | Capacity Auction | 2020 | UK Energy Reserve Limited |  | UKER60 | Distribution | Non CMRS | New Build Generating CMU |  | Not Prequalified | Opt-In |  | 15 |  | Yes | Yes |  | 0 | Yes | 20 |  |  | 18.834 |  |  |  | 18.834 |  |  | The CMU will be formed of multiple individual generating units controlled centrally and exporting to the distribution system. Middlemore Lane, Aldridge, WS9 8DL SK 049006 | N/A |  |  |  | Yes | [13 empty] | Deferred
1 | UKER61 | T-4 | Capacity Auction | 2020 | UK Energy Reserve Limited |  | UKER61 | Distribution | Non CMRS | New Build Generating CMU |  | Not Prequalified | Opt-In |  | 15 |  | Yes | Yes |  | 0 | Yes | 20 |  |  | 18.834 |  |  |  | 18.834 |  |  | The CMU will be formed of multiple individual generating units controlled centrally and exporting to the distribution system. Kinoulton, Hickling Road, Kinoulton, Nottinghamshire NG12 3ED SK688309 | N/A |  |  |  | Yes | [13 empty] | Deferred
2 | UKER62 | T-4 | Capacity Auction | 2020 | UK Energy Reserve Limited |  | UKER62 | Distribution | Non CMRS | New Build Generating CMU |  | Not Prequalified | Opt-In |  | 15 |  | Yes | Yes |  | 0 | Yes | 20 |  |  | 18.834 |  |  |  | 18.834 |  |  | The CMU will be formed of multiple individual generating units controlled centrally and exporting to the distribution system. Kilburn, Derby Road, DE56 0NB SK375449 | N/A |  |  |  | Yes | [13 empty] | Deferred
1 | UKER63 | T-4 | Capacity Auction | 2020 | UK Energy Reserve Limited |  | UKER63 | Distribution | Non CMRS | New Build Generating CMU |  | Not Prequalified | Opt-In |  | 15 |  | Yes | Yes |  | 0 | Yes | 20 |  |  | 18.834 |  |  |  | 18.834 |  |  | The CMU will be formed of multiple individual generating units controlled centrally and exporting to the distribution system. Edwinstowe, Ollerton Road, NG22 9DX SK642668 | N/A |  |  |  | Yes | [13 empty] | Deferred
2 | UKER64 | T-4 | Capacity Auction | 2020 | UK Energy Reserve Limited |  | UKER64 | Distribution | Non CMRS | New Build Generating CMU |  | Not Prequalified | Opt-In |  | 15 |  | Yes | Yes |  | 0 | Yes | 20 |  |  | 18.834 |  |  |  | 18.834 |  |  | The CMU will be formed of multiple individual generating units controlled centrally and exporting to the distribution system. Boughton, Harrow Lane, Boughton, NG22 9ZB SK679675 | N/A |  |  |  | Yes | [13 empty] | Deferred
1 | UKER65 | T-4 | Capacity Auction | 2020 | UK Energy Reserve Limited |  | UKER65 | Distribution | Non CMRS | New Build Generating CMU |  | Not Prequalified | Opt-In |  | 15 |  | Yes | Yes |  | 0 | Yes | 20 |  |  | 18.834 |  |  |  | 18.834 |  |  | The CMU will be formed of multiple individual generating units controlled centrally and exporting to the distribution system. Claymills, Meadow Lane, Burton-on-Trent, DE13 0DB SK263256 | N/A |  |  |  | Yes | [13 empty] | Deferred
2 | UKER66 | T-4 | Capacity Auction | 2020 | UK Energy Reserve Limited |  | UKER66 | Distribution | Non CMRS | New Build Generating CMU |  | Not Prequalified | Opt-In |  | 15 |  | Yes | Yes |  | 0 | Yes | 20 |  |  | 18.834 |  |  |  | 18.834 |  |  | The CMU will be formed of multiple individual generating units controlled centrally and exporting to the distribution system. Nile Mill, Fields New Road, Chadderton, Oldham, OL9 8PH SD903039 | N/A |  |  |  | Yes | [13 empty] | Deferred
1 | UKER67 | T-4 | Capacity Auction | 2020 | UK Energy Reserve Limited |  | UKER67 | Distribution | Non CMRS | New Build Generating CMU |  | Not Prequalified | Opt-In |  | 15 |  | Yes | Yes |  | 0 | Yes | 20 |  |  | 18.834 |  |  |  | 18.834 |  |  | The CMU will be formed of multiple individual generating units controlled centrally and exporting to the distribution system. Tyseley, Hay Hall Road, Tyseley, B11 2AU SP109841 | N/A |  |  |  | Yes | [13 empty] | Deferred
2 | UKER68 | T-4 | Capacity Auction | 2020 | UK Energy Reserve Limited |  | UKER68 | Distribution | Non CMRS | New Build Generating CMU |  | Not Prequalified | Opt-In |  | 15 |  | Yes | Yes |  | 0 | Yes | 20 |  |  | 18.834 |  |  |  | 18.834 |  |  | The CMU will be formed of multiple individual generating units controlled centrally and exporting to the distribution system. Retford, Hallcroft Road DN22 7HJ SK695828 | N/A |  |  |  | Yes | [13 empty] | Deferred
1 | UKER69 | T-4 | Capacity Auction | 2020 | UK Energy Reserve Limited |  | UKER69 | Distribution | Non CMRS | New Build Generating CMU |  | Not Prequalified | Opt-In |  | 15 |  | Yes | Yes |  | 0 | Yes | 20 |  |  | 18.834 |  |  |  | 18.834 |  |  | The CMU will be formed of multiple individual generating units controlled centrally and exporting to the distribution system. Aslockton, Moor Lane, Aslockton, Nottingham, NG13 9AH SK 726 404 | N/A |  |  |  | Yes | [13 empty] | Deferred
2 | UKER70 | T-4 | Capacity Auction | 2020 | UK Energy Reserve Limited |  | UKER70 | Distribution | Non CMRS | New Build Generating CMU |  | Not Prequalified | Opt-In |  | 15 |  | Yes | Yes |  | 0 | Yes | 20 |  |  | 18.834 |  |  |  | 18.834 |  |  | The CMU will be formed of multiple individual generating units controlled centrally and exporting to the distribution system. Barnsley Retail Park, S71 1DL SE351072 | N/A |  |  |  | Yes | [13 empty] | Deferred
1 | UKER71 | T-4 | Capacity Auction | 2020 | UK Energy Reserve Limited |  | UKER71 | Distribution | Non CMRS | New Build Generating CMU |  | Not Prequalified | Opt-In |  | 15 |  | Yes | Yes |  | 0 | Yes | 20 |  |  | 18.834 |  |  |  | 18.834 |  |  | The CMU will be formed of multiple individual generating units controlled centrally and exporting to the distribution system. Sadds Wharf, Station Road, Maldon, Essex, CM9 4LQ TL854073 | N/A |  |  |  | Yes | [13 empty] | Deferred
2 | UKER72 | T-4 | Capacity Auction | 2020 | UK Energy Reserve Limited |  | UKER72 | Distribution | Non CMRS | New Build Generating CMU |  | Not Prequalified | Opt-In |  | 15 |  | Yes | Yes |  | 0 | Yes | 20 |  |  | 18.834 |  |  |  | 18.834 |  |  | The CMU will be formed of multiple individual generating units controlled centrally and exporting to the distribution system. Park Road Worthing, West Sussex, BN11 2AW TQ152029 | N/A |  |  |  | Yes | [13 empty] | Deferred
1 | UKER73 | T-4 | Capacity Auction | 2020 | UK Energy Reserve Limited |  | UKER73 | Distribution | Non CMRS | New Build Generating CMU |  | Not Prequalified | Opt-In |  | 15 |  | Yes | Yes |  | 0 | Yes | 20 |  |  | 18.834 |  |  |  | 18.834 |  |  | The CMU will be formed of multiple individual generating units controlled centrally and exporting to the distribution system. Wouldham Road, West Thurrock RM20 4AL TQ599775 | N/A |  |  |  | Yes | [13 empty] | Deferred
2 | UKER74 | T-4 | Capacity Auction | 2020 | UK Energy Reserve Limited |  | UKER74 | Distribution | Non CMRS | New Build Generating CMU |  | Not Prequalified | Opt-In |  | 15 |  | Yes | Yes |  | 0 | Yes | 20 |  |  | 18.834 |  |  |  | 18.834 |  |  | The CMU will be formed of multiple individual generating units controlled centrally and exporting to the distribution system. Bedfont Road, Feltham, Heathrow TW14 8EE TQ089728 | N/A |  |  |  | Yes | [13 empty] | Deferred
1 | UKER75 | T-4 | Capacity Auction | 2020 | UK Energy Reserve Limited |  | UKER75 | Distribution | Non CMRS | New Build Generating CMU | Yes | Prequalified | Opt-In |  | 15 |  | Yes | Yes |  | 96290 |  | 10 |  |  | 9.629 |  |  |  | 9.629 |  |  | The CMU will be formed of multiple individual storage units controlled centrally and exporting to the distribution system. Land on Manchester Road, Carrington, Manchester, M31 4QN SJ 720 920 | N/A |  |  |  | Yes | [13 empty] | Deferred | Yes | 15 |  | Yes | 15 | CAN-2020-UKER75-001 | UK Energy Reserve Limited | UKER75 | 20/01/2017 | 15 | 2020/21 2021/22 2022/23 2023/24 2024/25 2025/26 2026/27 2027/28 2028/29 2029/30 2030/31 2031/32 2032/33 2033/34 2034/35 | 9.629 | Yes | 20/04/2018 | Yes | 01/04/2019 | Yes | 01/10/2021 |  |  | Yes | 01/10/2021 | £5000 /MW | £25000 /MW | £10000 /MW | £15000 /MW | £35000 /MW | 100% | 200%
2 | UKER76 | T-4 | Capacity Auction | 2020 | UK Energy Reserve Limited |  | UKER76 | Distribution | Non CMRS | New Build Generating CMU | Yes | Prequalified | Opt-In |  | 15 |  | Yes | Yes |  | 96290 |  | 10 |  |  | 9.629 |  |  |  | 9.629 |  |  | The CMU will be formed of multiple individual storage units controlled centrally and exporting to the distribution system. Thelwall Lane, Warrington, WA4 1PD SJ 639874 | N/A |  |  |  | Yes | [13 empty] | Deferred | Yes | 15 |  | Yes | 15 | CAN-2020-UKER76-001 | UK Energy Reserve Limited | UKER76 | 20/01/2017 | 15 | 2020/21 2021/22 2022/23 2023/24 2024/25 2025/26 2026/27 2027/28 2028/29 2029/30 2030/31 2031/32 2032/33 2033/34 2034/35 | 9.629 | Yes | 20/04/2018 | Yes | 01/04/2019 | Yes | 01/10/2021 |  |  | Yes | 01/10/2021 | £5000 /MW | £25000 /MW | £10000 /MW | £15000 /MW | £35000 /MW | 100% | 200%
1 | UKER77 | T-4 | Capacity Auction | 2020 | UK Energy Reserve Limited |  | UKER77 | Distribution | Non CMRS | New Build Generating CMU | Yes | Prequalified | Opt-In |  | 15 |  | Yes | Yes |  | 96290 |  | 10 |  |  | 9.629 |  |  |  | 9.629 |  |  | The CMU will be formed of multiple individual storage units controlled centrally and exporting to the distribution system. Oil sites road, Ellesmere Port, Cheshire, CH65 4EQ SJ 419 763 | N/A |  |  |  | Yes | [13 empty] | Deferred | Yes | 15 |  | Yes | 15 | CAN-2020-UKER77-001 | UK Energy Reserve Limited | UKER77 | 20/01/2017 | 15 | 2020/21 2021/22 2022/23 2023/24 2024/25 2025/26 2026/27 2027/28 2028/29 2029/30 2030/31 2031/32 2032/33 2033/34 2034/35 | 9.629 | Yes | 20/04/2018 | Yes | 01/04/2019 | Yes | 01/10/2021 |  |  | Yes | 01/10/2021 | £5000 /MW | £25000 /MW | £10000 /MW | £15000 /MW | £35000 /MW | 100% | 200%
2 | UKER78 | T-4 | Capacity Auction | 2020 | UK Energy Reserve Limited |  | UKER78 | Distribution | Non CMRS | New Build Generating CMU |  | Not Prequalified | Opt-In |  | 15 |  | Yes | Yes |  | 0 | Yes | 5 |  |  | 4.709 |  |  |  | 4.709 |  |  | The CMU will be formed of multiple individual gas units controlled centrally and exporting to the distribution system. Gate Lodge, Boundary Farm, Styal Road, Wythenshawe, Manchester, M22 5YA SJ 835 848 | N/A |  |  |  | Yes | [13 empty] | Deferred
1 | UKER79 | T-4 | Capacity Auction | 2020 | UK Energy Reserve Limited |  | UKER79 | Distribution | Non CMRS | New Build Generating CMU | Yes | Not Prequalified | Opt-In |  | 15 |  | Yes | Yes |  | 0 | Yes | 10 |  |  | 9.629 |  |  |  | 9.629 |  |  | The CMU will be formed of multiple individual storage units controlled centrally and exporting to the distribution system. Transco Compound Martens Road Irlam M44 5AX SJ 714921 | N/A |  |  |  | Yes | [13 empty] | Deferred
2 | UKER80 | T-4 | Capacity Auction | 2020 | UK Energy Reserve Limited |  | UKER80 | Distribution | Non CMRS | New Build Generating CMU | Yes | Prequalified | Opt-In |  | 15 |  | Yes | Yes |  | 96290 |  | 10 |  |  | 9.629 |  |  |  | 9.629 |  |  | The CMU will be formed of multiple individual storage units controlled centrally and exporting to the distribution system. TRASTON ROAD, NEWPORT NP19 4PW ST 330 856 | N/A |  |  |  | Yes | [13 empty] | Deferred | Yes | 15 |  | Yes | 15 | CAN-2020-UKER80-001 | UK Energy Reserve Limited | UKER80 | 20/01/2017 | 15 | 2020/21 2021/22 2022/23 2023/24 2024/25 2025/26 2026/27 2027/28 2028/29 2029/30 2030/31 2031/32 2032/33 2033/34 2034/35 | 9.629 | Yes | 20/04/2018 | Yes | 01/04/2019 | Yes | 01/10/2021 |  |  | Yes | 01/10/2021 | £5000 /MW | £25000 /MW | £10000 /MW | £15000 /MW | £35000 /MW | 100% | 200%
1 | UKER81 | T-4 | Capacity Auction | 2020 | UK Energy Reserve Limited |  | UKER81 | Distribution | Non CMRS | New Build Generating CMU | Yes | Not Prequalified | Opt-In |  | 15 |  | Yes | Yes |  | 0 | Yes | 10 |  |  | 9.629 |  |  |  | 9.629 |  |  | The CMU will be formed of multiple individual storage units controlled centrally and exporting to the distribution system. Land on the North West of Coity Road, Bridgend CF31 1NS SS 906 810 | N/A |  |  |  | Yes | [13 empty] | Deferred
2 | UKER82 | T-4 | Capacity Auction | 2020 | UK Energy Reserve Limited |  | UKER82 | Distribution | Non CMRS | New Build Generating CMU | Yes | Prequalified | Opt-In |  | 15 |  | Yes | Yes |  | 96290 |  | 10 |  |  | 9.629 |  |  |  | 9.629 |  |  | The CMU will be formed of multiple individual storage units controlled centrally and exporting to the distribution system. Bristol Road Gloucester GL2 5YA SO 819 159 | N/A |  |  |  | Yes | [13 empty] | Deferred | Yes | 15 |  | Yes | 15 | CAN-2020-UKER82-001 | UK Energy Reserve Limited | UKER82 | 20/01/2017 | 15 | 2020/21 2021/22 2022/23 2023/24 2024/25 2025/26 2026/27 2027/28 2028/29 2029/30 2030/31 2031/32 2032/33 2033/34 2034/35 | 9.629 | Yes | 20/04/2018 | Yes | 01/04/2019 | Yes | 01/10/2021 |  |  | Yes | 01/10/2021 | £5000 /MW | £25000 /MW | £10000 /MW | £15000 /MW | £35000 /MW | 100% | 200%
1 | UKER83 | T-4 | Capacity Auction | 2020 | UK Energy Reserve Limited |  | UKER83 | Distribution | Non CMRS | New Build Generating CMU | Yes | Prequalified | Opt-In |  | 15 |  | Yes | Yes |  | 96290 |  | 10 |  |  | 9.629 |  |  |  | 9.629 |  |  | The CMU will be formed of multiple individual storage units controlled centrally and exporting to the distribution system. Land to the North of Beaufort Road, Cavendish Wharf, Merseyside, CH41 1HQ SJ303901 | N/A |  |  |  | Yes | [13 empty] | Deferred | Yes | 15 |  | Yes | 15 | CAN-2020-UKER83-001 | UK Energy Reserve Limited | UKER83 | 20/01/2017 | 15 | 2020/21 2021/22 2022/23 2023/24 2024/25 2025/26 2026/27 2027/28 2028/29 2029/30 2030/31 2031/32 2032/33 2033/34 2034/35 | 9.629 | Yes | 20/04/2018 | Yes | 01/04/2019 | Yes | 01/10/2021 |  |  | Yes | 01/10/2021 | £5000 /MW | £25000 /MW | £10000 /MW | £15000 /MW | £35000 /MW | 100% | 200%
2 | UKER84 | T-4 | Capacity Auction | 2020 | UK Energy Reserve Limited |  | UKER84 | Distribution | Non CMRS | New Build Generating CMU | Yes | Not Prequalified | Opt-In |  | 15 |  | Yes | Yes |  | 0 | Yes | 5 |  |  | 4.815 |  |  |  | 4.815 |  |  | The CMU will be formed of multiple individual storage units controlled centrally and exporting to the distribution system. Nottingham Road, Long Eaton, Nottinghamshire, NG10 2AA SK493339 | N/A |  |  |  | Yes | [13 empty] | Deferred
1 | UKER85 | T-4 | Capacity Auction | 2020 | UK Energy Reserve Limited |  | UKER85 | Distribution | Non CMRS | New Build Generating CMU | Yes | Not Prequalified | Opt-In |  | 15 |  | Yes | Yes |  | 0 | Yes | 5 |  |  | 4.815 |  |  |  | 4.815 |  |  | The CMU will be formed of multiple individual storage units controlled centrally and exporting to the distribution system. Nottingham Road, Long Eaton, Nottinghamshire, NG10 2AA SK493339 | N/A |  |  |  | Yes | [13 empty] | Deferred
2 | UKER86 | T-4 | Capacity Auction | 2020 | UK Energy Reserve Limited |  | UKER86 | Distribution | Non CMRS | New Build Generating CMU | Yes | Not Prequalified | Opt-In |  | 15 |  | Yes | Yes |  | 0 | Yes | 5 |  |  | 4.815 |  |  |  | 4.815 |  |  | The CMU will be formed of multiple individual storage units controlled centrally and exporting to the distribution system. Nottingham Road, Long Eaton, Nottinghamshire, NG10 2AA SK493339 | N/A |  |  |  | Yes | [13 empty] | Deferred
1 | UKER87 | T-4 | Capacity Auction | 2020 | UK Energy Reserve Limited |  | UKER87 | Distribution | Non CMRS | New Build Generating CMU | Yes | Not Prequalified | Opt-In |  | 15 |  | Yes | Yes |  | 0 | Yes | 5 |  |  | 4.815 |  |  |  | 4.815 |  |  | The CMU will be formed of multiple individual storage units controlled centrally and exporting to the distribution system. Nottingham Road, Long Eaton, Nottinghamshire, NG10 2AA SK493339 | N/A |  |  |  | Yes | [13 empty] | Deferred
2 | UKER88 | T-4 | Capacity Auction | 2020 | UK Energy Reserve Limited |  | UKER88 | Distribution | Non CMRS | New Build Generating CMU | Yes | Not Prequalified | Opt-In |  | 15 |  | Yes | Yes |  | 0 | Yes | 10 |  |  | 9.629 |  |  |  | 9.629 |  |  | The CMU will be formed of multiple individual storage units controlled centrally and exporting to the distribution system. Land on Manchester Road, Carrington, Manchester, M31 4QN SJ 720 920 | N/A |  |  |  | Yes | [13 empty] | Deferred
1 | UKER89 | T-4 | Capacity Auction | 2020 | UK Energy Reserve Limited |  | UKER89 | Distribution | Non CMRS | New Build Generating CMU | Yes | Prequalified | Opt-In |  | 15 |  | Yes | Yes |  | 96290 |  | 10 |  |  | 9.629 |  |  |  | 9.629 |  |  | The CMU will be formed of multiple individual storage units controlled centrally and exporting to the distribution system. Thelwall Lane, Warrington, WA4 1PD SJ 639874 | N/A |  |  |  | Yes | [13 empty] | Deferred | Yes | 15 |  | Yes | 15 | CAN-2020-UKER89-001 | UK Energy Reserve Limited | UKER89 | 20/01/2017 | 15 | 2020/21 2021/22 2022/23 2023/24 2024/25 2025/26 2026/27 2027/28 2028/29 2029/30 2030/31 2031/32 2032/33 2033/34 2034/35 | 9.629 | Yes | 20/04/2018 | Yes | 01/04/2019 | Yes | 01/10/2021 |  |  | Yes | 01/10/2021 | £5000 /MW | £25000 /MW | £10000 /MW | £15000 /MW | £35000 /MW | 100% | 200%
2 | UKER90 | T-4 | Capacity Auction | 2020 | UK Energy Reserve Limited |  | UKER90 | Distribution | Non CMRS | New Build Generating CMU | Yes | Not Prequalified | Opt-In |  | 15 |  | Yes | Yes |  | 0 | Yes | 10 |  |  | 9.629 |  |  |  | 9.629 |  |  | The CMU will be formed of multiple individual storage units controlled centrally and exporting to the distribution system. Oil sites road, Ellesmere Port, Cheshire, CH65 4EQ SJ 419 763 | N/A |  |  |  | Yes | [13 empty] | Deferred
1 | UKER91 | T-4 | Capacity Auction | 2020 | UK Energy Reserve Limited |  | UKER91 | Distribution | Non CMRS | New Build Generating CMU |  | Prequalified | Opt-In |  | 15 |  | Yes | Yes |  | 0 |  | 10 |  |  | 9.417 |  |  |  | 9.417 |  |  | The CMU will be formed of multiple individual generating units controlled centrally and exporting to the distribution system. Wrawby, Kettleby Lane, DN20 8SX TA025082 | N/A |  |  |  | Yes | [13 empty] | Deferred | Yes | 15 |  | No | N/A
2 | UKER92 | T-4 | Capacity Auction | 2020 | UK Energy Reserve Limited |  | UKER92 | Distribution | Non CMRS | New Build Generating CMU |  | Not Prequalified | Opt-In |  | 15 |  | Yes | Yes |  | 0 | Yes | 8 |  |  | 7.534 |  |  |  | 7.534 |  |  | The CMU will be formed of multiple individual generating units controlled centrally and exporting to the distribution system. Dingle Farm, Preston PR4 3RX SD 454 319 | N/A |  |  |  | Yes | [13 empty] | Deferred
1 | UKRU0C | T-4 | Capacity Auction | 2020 | UK Energy Storage Services Limited |  | UK Energy Storage Services RU 7MW | Distribution | CMRS | New Build Generating CMU | Yes | Prequalified | Opt-In |  | 15 |  | Yes |  |  | 0 |  | 6.937 |  |  | 6.68 |  |  |  | 6.74 |  |  | New build battery Rufford Colliery Mansfield Nottinghamshire NG21 0HR SK597603 | N/A |  |  |  | No | No | Yes | Metering Option (a) | No | [9 empty] | No
2 | UKRU0S | T-4 | Capacity Auction | 2020 | UK Energy Storage Services Limited |  | UK Energy Storage Services RU 7MW | Distribution | Non CMRS | New Build Generating CMU | Yes | Prequalified | Opt-In |  | 15 |  | Yes |  |  | 0 |  | 6.937 |  |  | 6.68 |  |  |  | 6.74 |  |  | New build battery Rufford Colliery Mansfield Nottinghamshire NG21 0HR SK597603 | N/A |  |  |  | No | No | Yes | Metering Option (b) | No | No |  |  |  | No | The Metering System is not Commissioned as this is a Prospective CMU and thus has not been built yet. | Meter accuracy will be compliant with BSC Code of Practice 3 | Yes |  | Yes
1 | UKRU1C | T-4 | Capacity Auction | 2020 | UK Energy Storage Services Limited |  | UK Energy Storage Services RU 14MW | Distribution | CMRS | New Build Generating CMU | Yes | Not Prequalified | Opt-In |  | 15 |  | Yes |  |  | 0 | Yes | 13.937 |  |  | 13.42 |  |  |  | 13.481 |  |  | New build battery Rufford Colliery Mansfield Nottinghamshire NG21 0HR SK597603 | N/A |  |  |  | No | No | Yes |  | No | [9 empty] | No
2 | UKRU1S | T-4 | Capacity Auction | 2020 | UK Energy Storage Services Limited |  | UK Energy Storage Services RU 14MW | Distribution | Non CMRS | New Build Generating CMU | Yes | Not Prequalified | Opt-In |  | 15 |  | Yes |  |  | 0 | Yes | 6.937 |  |  | 6.68 |  |  |  | 13.481 |  |  | New build battery Rufford Colliery Mansfield Nottinghamshire NG21 0HR SK597603 | N/A |  |  |  | No | No | Yes | Metering Option (b) | No | No |  |  |  | No | The Metering System is not Commissioned as this is a Prospective CMU and thus has not been built yet. | Meter accuracy will be compliant with BSC Code of Practice 3 | Yes |  | Yes
1 | UKYE0C | T-4 | Capacity Auction | 2020 | UK Energy Storage Services Limited |  | UK Energy Storage Services YE 6MW | Distribution | CMRS | New Build Generating CMU | Yes | Not Prequalified | Opt-In |  | 15 |  | Yes | Yes |  | 0 | Yes | 5.886 |  |  | 5.666 |  |  |  | 5.72 |  |  | New build battery 33 Oxford Road Yeovil BA21 5HR ST576169 | N/A |  |  |  | No | No | Yes |  | No | [9 empty] | No
2 | UKYE0S | T-4 | Capacity Auction | 2020 | UK Energy Storage Services Limited |  | UK Energy Storage Services YE 6MW | Distribution | Non CMRS | New Build Generating CMU | Yes | Not Prequalified | Opt-In |  | 15 |  | Yes | Yes |  | 0 | Yes | 5.88 |  |  | 5.662 |  |  |  | 5.72 |  |  | New build battery 33 Oxford Road Yeovil BA21 5HR ST576169 | N/A |  |  |  | No | No | Yes | Metering Option (b) | No | No |  |  |  | No | The Metering System is not Commissioned as this is a Prospective CMU and thus has not been built yet. | Meter accuracy will be compliant with BSC Code of Practice 3 | Yes |  | No
1 | UKYE1C | T-4 | Capacity Auction | 2020 | UK Energy Storage Services Limited |  | UK Energy Storage Services YE 12MW | Distribution | CMRS | New Build Generating CMU | Yes | Not Prequalified | Opt-In |  | 15 |  | Yes | Yes |  | 0 | Yes | 11.826 |  |  | 11.387 |  |  |  | 11.439 |  |  | New build battery 33 Oxford Road Yeovil BA21 5HR ST576169 | N/A |  |  |  | No | No | Yes |  | No | [9 empty] | No
2 | UKYE1S | T-4 | Capacity Auction | 2020 | UK Energy Storage Services Limited |  | UK Energy Storage Services YE 12MW | Distribution | Non CMRS | New Build Generating CMU | Yes | Not Prequalified | Opt-In |  | 15 |  | Yes | Yes |  | 0 | Yes | 11.76 |  |  | 11.325 |  |  |  | 11.439 |  |  | New build battery 33 Oxford Road Yeovil BA21 5HR ST576169 | N/A |  |  |  | No | No | Yes | Metering Option (b) | No | No |  |  |  | No | The Metering System is not Commissioned as this is a Prospective CMU and thus has not been built yet. | Meter accuracy will be compliant with BSC Code of Practice 3 | Yes |  | Yes
1 | Uskone | T-4 | Capacity Auction | 2020 | Simec Uskmouth Power Limited |  | Uskmouth unit 13 | Transmission | CMRS | Existing Generating CMU |  |  | Opt-Out | Closed down, decommissioned or otherwise non-operational by the start of the relevant Delivery Year | [14 empty] | 99.958 |  |  | The CMU is a coal-fired set in the Uskmouth power station. Two units are currently active, and one is mothballed. Uskmouth Power Station, West Nash Road, Nash, Newport, Gwent NP18 2BZ ST 328 838 | MSID 7099 |  |  |  | Yes | [13 empty] | #N/A
2 | Uskthr | T-4 | Capacity Auction | 2020 | Simec Uskmouth Power Limited |  | Uskmouth unit 15 | Transmission | CMRS | Existing Generating CMU |  |  | Opt-Out | Closed down, decommissioned or otherwise non-operational by the start of the relevant Delivery Year | [14 empty] | 99.958 |  |  | The CMU is a coal-fired set in the Uskmouth power station. This is a mothballed set for which TEC may be sought. As the connection agreement shows, the site has the CEC to export to this quantity, but it will be a matter of securing TEC (of some form) if this set is to come back on the bars. Uskmouth Power Station, West Nash Road, Nash, Newport, Gwent NP18 2BZ ST 328 838 | MSID 7099 |  |  |  | Yes | [13 empty] | #N/A
1 | Usktwo | T-4 | Capacity Auction | 2020 | Simec Uskmouth Power Limited |  | Uskmouth unit 14 | Transmission | CMRS | Existing Generating CMU |  |  | Opt-Out | Closed down, decommissioned or otherwise non-operational by the start of the relevant Delivery Year | [14 empty] | 99.958 |  |  | The CMU is a coal-fired set in the Uskmouth power station. This is one of the 2 active units. Uskmouth Power Station, West Nash Road, Nash, Newport, Gwent NP18 2BZ ST 328 838 | MSID 7099 |  |  |  | Yes | [13 empty] | #N/A
2 | UX3171 | T-4 | Capacity Auction | 2020 | Green Frog Power 214 Limited |  | Hull | Distribution | Non CMRS | Existing Generating CMU |  | Prequalified | Opt-In |  | 1 |  |  |  |  | 0 |  | 20 |  |  | 18.834 |  |  |  | #N/A |  |  | Reciprocating engines Somerden Rd, Hull, HU9 5PE TA152295 | 2394000089457 |  |  |  | No | No | Yes | Metering Option (c) | No | Yes | settlement |  |  | Yes |  | COP2 | Yes |  | Yes | N/A |  |  | No | N/A
1 | UY3020 | T-4 | Capacity Auction | 2020 | Mellishaw Limited |  | Mellishaw Lane B | Distribution | CMRS | New Build Generating CMU |  | Prequalified | Opt-In |  | 15 |  | Yes |  |  | 169530 |  | 18.003 |  |  | 16.953 |  |  |  | 16.953 |  |  | gas fired reciprocating engines 2 White Lund Ave, Morecambe LA3 3ED SD447626 | N/A |  |  |  | Yes | [13 empty] | Deferred | Yes | 15 |  | Yes | 15 | CAN-2020-UY3020-001 | Mellishaw Limited | UY3020 | 20/01/2017 | 15 | 2020/21 2021/22 2022/23 2023/24 2024/25 2025/26 2026/27 2027/28 2028/29 2029/30 2030/31 2031/32 2032/33 2033/34 2034/35 | 16.953 | Yes | 20/04/2018 |  |  | Yes | 01/10/2021 |  |  | Yes | 01/10/2021 | £5000 /MW | £25000 /MW | £10000 /MW | £15000 /MW | £35000 /MW | 100% | 200%
2 | VELCMa | T-4 | Capacity Auction | 2020 | Vogen Energy Limited |  | Newport Dock 1 | Distribution | Non CMRS | New Build Generating CMU |  | Prequalified | Opt-In |  | 15 |  | Yes |  |  | 0 |  | 20 |  |  | 18.834 |  |  |  | 18.834 |  |  | We have agreed with the Local Planning Authority that we will undertake a partial implementation of our original extant consent and this will be a 20MW gas fired power station consisting of 6 gas fired reciprocating engines without heat recovery located on brownfield land in the Port of Newport. We will be connecting into the local electric and gas distribution networks. Alexandra Docks Westway Road Newport Gwent south Wales NP20 2NQ (nearest) ST 312847 | N/A |  |  |  | Yes | [13 empty] | Deferred | Yes | 15 |  | No | N/A
1 | VKINGa | T-4 | Capacity Auction | 2020 | Rolls-Royce Power Development Limited |  | Viking Power | Distribution | Non CMRS | Existing Generating CMU |  | Prequalified | Opt-In |  | 1 |  |  |  |  | 0 |  | 47.554 |  |  | 44.782 |  |  |  | 47.085 |  |  | The auxiliary load is minimal (1MW) and have been removed from the metering assessment when calculating the maximum generating output Adjacent to Seal Sand Bulk Storage Facility, Seal Sands, Stockton-on-Tees, Cleveland, TS2 1UB NZ517239 | 1594000000047 |  |  |  | No | No | Yes | Metering Option (a) | No |  |  | No | [6 empty] | No | N/A |  |  | Yes | 1 | CAN-2020-VKINGa-001 | Rolls-Royce Power Development Limited | Turbine_1 | 20/01/2017 | 1 | 2020/21 | 44.782 | [10 empty] | £5000 /MW | £25000 /MW | £10000 /MW | £15000 /MW | £35000 /MW | 100% | 200%
2 | VW3021 | T-4 | Capacity Auction | 2020 | Moorfield Way Limited |  | Moorfield | Distribution | CMRS | New Build Generating CMU |  | Prequalified | Opt-In |  | 15 |  | Yes |  |  | 196040 |  | 20.818 |  |  | 19.604 |  |  |  | 19.604 |  |  | gas fired reciprocating engines M65, Accrington BB5 5WE SD760311 | N/A |  |  |  | Yes | [13 empty] | Deferred | Yes | 15 |  | Yes | 15 | CAN-2020-VW3021-001 | Moorfield Way Limited | VW3021 | 20/01/2017 | 15 | 2020/21 2021/22 2022/23 2023/24 2024/25 2025/26 2026/27 2027/28 2028/29 2029/30 2030/31 2031/32 2032/33 2033/34 2034/35 | 19.604 | Yes | 20/04/2018 |  |  | Yes | 01/10/2021 |  |  | Yes | 01/10/2021 | £5000 /MW | £25000 /MW | £10000 /MW | £15000 /MW | £35000 /MW | 100% | 200%
1 | VWMbed | T-4 | Capacity Auction | 2020 | Viridor Waste Management Limited |  | Beddington ERF | Distribution | Non CMRS | New Build Generating CMU |  | Prequalified | Opt-In |  | 15 |  | Yes |  |  | 234680 |  | 27 |  |  | 23.468 |  |  |  | 23.468 |  |  | Beddington ERF .- Energy Recovery Facility Beddington Farmlands Waste Management Facility, Beddington Lane, Croydon, Surrey, CR0 4TG TQ292668 | TBC |  |  |  | Yes | [13 empty] | Deferred | Yes | 15 |  | Yes | 15 | CAN-2020-VWMbed-001 | Viridor Waste Management Limited | VWMbed | 20/01/2017 | 15 | 2020/21 2021/22 2022/23 2023/24 2024/25 2025/26 2026/27 2027/28 2028/29 2029/30 2030/31 2031/32 2032/33 2033/34 2034/35 | 23.468 | Yes | 20/04/2018 |  |  | Yes | 01/10/2021 |  |  | Yes | 01/10/2021 | £5000 /MW | £25000 /MW | £10000 /MW | £15000 /MW | £35000 /MW | 100% | 200%
2 | VWMdun | T-4 | Capacity Auction | 2020 | Viridor Waste Management Limited |  | Dunbar ERF | Distribution | Non CMRS | New Build Generating CMU |  | Prequalified | Opt-In |  | 15 |  | Yes |  |  | 312910 |  | 36 |  |  | 31.291 |  |  |  | 31.291 |  |  | Dunbar ERF, Energy from Waste Dunbar ERF, Oxwell Mains, Dunbar, East Lothian, EH42 1SW NT711755 | TBC |  |  |  | Yes | [13 empty] | Deferred | Yes | 15 |  | Yes | 15 | CAN-2020-VWMdun-001 | Viridor Waste Management Limited | VWMdun | 20/01/2017 | 15 | 2020/21 2021/22 2022/23 2023/24 2024/25 2025/26 2026/27 2027/28 2028/29 2029/30 2030/31 2031/32 2032/33 2033/34 2034/35 | 31.291 | Yes | 20/04/2018 |  |  | Yes | 01/10/2021 |  |  | Yes | 01/10/2021 | £5000 /MW | £25000 /MW | £10000 /MW | £15000 /MW | £35000 /MW | 100% | 200%
1 | VY3172 | T-4 | Capacity Auction | 2020 | Green Frog Power 214 Limited |  | Northwick | Distribution | Non CMRS | Existing Generating CMU |  | Prequalified | Opt-In |  | 1 |  |  |  |  | 0 |  | 22.88 |  |  | 21.546 |  |  |  | #N/A |  |  | Reciprocating engines 5 Mile Drive, Northwick, GL56 9TR SP136357 | 1470000086147 |  |  |  | No | No | Yes | Metering Option (c) | No | Yes | settlement |  |  | Yes |  | COP2 | Yes |  | Yes | N/A |  |  | No | N/A
2 | WA1-16 | T-4 | Capacity Auction | 2020 | EDF Energy plc |  | West Burton A Power Station CMU 1 | Transmission | CMRS | Existing Generating CMU |  | Prequalified | Opt-In |  | 1 |  |  |  |  | 0 |  | 499.7 |  |  | 434.339 |  |  |  | 434.339 |  |  | West Burton A Power Station CMU 1 WA1-16 = 100% (T_WBUPS-1) + 25% (E_WBUPS-STX) West Burton A Power Station, West Burton, Retford, Nottinghamshire, DN22 9BL SK 792 855 | 4007, 4010 |  |  |  | No |  |  | Metering Option (a) | No | [9 empty] | No | N/A |  |  | Yes | 1 | CAN-2020-WA1-16-001 | EDF Energy plc | T_WBUPS-1 | 20/01/2017 | 1 | 2020/21 | 434.339 | [10 empty] | £5000 /MW | £25000 /MW | £10000 /MW | £15000 /MW | £35000 /MW | 100% | 200%
1 | WA2-16 | T-4 | Capacity Auction | 2020 | EDF Energy plc |  | West Burton A Power Station CMU 2 | Transmission | CMRS | Existing Generating CMU |  | Prequalified | Opt-In |  | 1 |  |  |  |  | 0 |  | 499.9 |  |  | 434.513 |  |  |  | 434.513 |  |  | West Burton A Power Station CMU 2 WA2-16 = 100% (T_WBUPS-2) + 25% (E_WBUPS-STX) West Burton A Power Station, West Burton, Retford, Nottinghamshire, DN22 9BL SK 792 855 | 4007, 4008, 4010 |  |  |  | No |  |  | Metering Option (a) | No | [9 empty] | No | N/A |  |  | Yes | 1 | CAN-2020-WA2-16-001 | EDF Energy plc | T_WBUPS-2 | 20/01/2017 | 1 | 2020/21 | 434.513 | [10 empty] | £5000 /MW | £25000 /MW | £10000 /MW | £15000 /MW | £35000 /MW | 100% | 200%
2 | WA3-16 | T-4 | Capacity Auction | 2020 | EDF Energy plc |  | West Burton A Power Station CMU 3 | Transmission | CMRS | Existing Generating CMU |  | Prequalified | Opt-In |  | 1 |  |  |  |  | 0 |  | 499.9 |  |  | 434.513 |  |  |  | 434.513 |  |  | West Burton A Power Station CMU 3 WA3-16 = 100% (T_WBUPS-3) + 25% (E_WBUPS-STX) West Burton A Power Station, West Burton, Retford, Nottinghamshire, DN22 9BL SK 792 855 | 4008, 4010 |  |  |  | No |  |  | Metering Option (a) | No | [9 empty] | No | N/A |  |  | No | N/A
1 | WA4-16 | T-4 | Capacity Auction | 2020 | EDF Energy plc |  | West Burton A Power Station CMU 4 | Transmission | CMRS | Existing Generating CMU |  | Prequalified | Opt-In |  | 1 |  |  |  |  | 0 |  | 500 |  |  | 434.6 |  |  |  | 434.6 |  |  | West Burton A Power Station CMU 4 WA4-16= 100% (T_WBUPS-4) + 25% (E_WBUPS-STX) West Burton A Power Station, West Burton, Retford, Nottinghamshire, DN22 9BL SK 792 855 | 4009, 4010 |  |  |  | No |  |  | Metering Option (a) | No | [9 empty] | No | N/A |  |  | Yes | 1 | CAN-2020-WA4-16-001 | EDF Energy plc | T_WBUPS-4 | 20/01/2017 | 1 | 2020/21 | 434.6 | [10 empty] | £5000 /MW | £25000 /MW | £10000 /MW | £15000 /MW | £35000 /MW | 100% | 200%
2 | Walw12 | T-4 | Capacity Auction | 2020 | Sun and Soil Solar Farms Limited |  | Walworth Farm | Distribution | Non CMRS | New Build Generating CMU | Yes | Rejected | Opt-In |  | 0 |  |  |  |  | 0 |  | 0 |  |  | 0 |  |  |  | 3.611 |  |  | a 3.75MW /18 MWh battery storage system. Walworth Farm, Bishops Itchington, Southam, Leamington Spa, Warks, CV47 2SR SP 387 586 | N/A | [17 empty] | Deferred
1 | WARR02 | T-4 | Capacity Auction | 2020 | Warrington Power Limited |  | Warrington Power | Distribution | Non CMRS | New Build Generating CMU |  | Not Prequalified | Opt-In |  | 15 |  | Yes | Yes |  | 0 | Yes | 16 |  |  | 15.067 |  |  |  | 15.067 |  |  | 16 MW power plant comprising 8 x 2MW gas reciprocating engines. Power plant will be connected to the local distribution network and local gas network. 1020 CENTRE PARK, WARRINGTON WA1 1QL SJ 360 387 | N/A |  |  |  | Yes | [13 empty] | Deferred
2 | WATE02 | T-4 | Capacity Auction | 2020 | NG CM 2017 Limited |  | WATE02 | Distribution | Non CMRS | New Build Generating CMU |  | Prequalified | Opt-In |  | 15 |  | Yes | Yes |  | 190980 |  | 20.28 |  |  | 19.098 |  |  |  | 19.098 |  |  | Diesel and/or gas reciprocating engines. Hardybarn Lane, Buxton, SK17 7JP SK 086 751 | N/A |  |  |  | Yes | [13 empty] | Deferred | Yes | 15 |  | Yes | 15 | CAN-2020-WATE02-001 | NG CM 2017 Limited | 1 | 20/01/2017 | 15 | 2020/21 2021/22 2022/23 2023/24 2024/25 2025/26 2026/27 2027/28 2028/29 2029/30 2030/31 2031/32 2032/33 2033/34 2034/35 | 19.098 | Yes | 20/04/2018 | Yes | 01/04/2019 | Yes | 01/10/2021 |  |  | Yes | 01/10/2021 | £5000 /MW | £25000 /MW | £10000 /MW | £15000 /MW | £35000 /MW | 100% | 200%
1 | WATNLL | T-4 | Capacity Auction | 2020 | Reliance Energy Limited |  | Watnall Flex | Distribution | Non CMRS | New Build Generating CMU |  | Rejected | Opt-In |  | 0 |  |  |  |  | 0 |  | 0 |  |  | 0 |  |  |  | 16.009 |  |  | CMU Component is 500kVA reciprocating diesel engine. Former Watnall Brickworks, Long Lane, Watnall, Nottinghamshire, NG16 1HY SK 50813 47778 | N/A |  |  |  | Yes | [13 empty] | Deferred
2 | WB1-16 | T-4 | Capacity Auction | 2020 | EDF Energy plc |  | West Burton B Power Station CMU 1 | Transmission | CMRS | Existing Generating CMU |  | Prequalified | Opt-In |  | 1 |  |  |  |  | 0 |  | 461.5 |  |  | 415.35 |  |  |  | 415.35 |  |  | West Burton B Power Station CMU 1 WB1-16= 100% T_WBURB-1 West Burton B Power Station, West Burton, Retford, Nottinghamshire, DN22 9BL SK 801 859 | 7229 |  |  |  | No |  |  | Metering Option (a) | No | [9 empty] | No | N/A |  |  | Yes | 1 | CAN-2020-WB1-16-001 | EDF Energy plc | T_WBURB-1 | 20/01/2017 | 1 | 2020/21 | 415.35 | [10 empty] | £5000 /MW | £25000 /MW | £10000 /MW | £15000 /MW | £35000 /MW | 100% | 200%
1 | WB2-16 | T-4 | Capacity Auction | 2020 | EDF Energy plc |  | West Burton B Power Station CMU 2 | Transmission | CMRS | Existing Generating CMU |  | Prequalified | Opt-In |  | 1 |  |  |  |  | 0 |  | 461.5 |  |  | 415.35 |  |  |  | 415.35 |  |  | West Burton B Power Station CMU 2 WB2-16= 100% T_WBURB-2 West Burton B Power Station, West Burton, Retford, Nottinghamshire, DN22 9BL SK 801 859 | 7229 |  |  |  | No |  |  | Metering Option (a) | No | [9 empty] | No | N/A |  |  | Yes | 1 | CAN-2020-WB2-16-001 | EDF Energy plc | T_WBURB-2 | 20/01/2017 | 1 | 2020/21 | 415.35 | [10 empty] | £5000 /MW | £25000 /MW | £10000 /MW | £15000 /MW | £35000 /MW | 100% | 200%
2 | WB3-16 | T-4 | Capacity Auction | 2020 | EDF Energy plc |  | West Burton B Power Station CMU 3 | Transmission | CMRS | Existing Generating CMU |  | Prequalified | Opt-In |  | 1 |  |  |  |  | 0 |  | 461.5 |  |  | 415.35 |  |  |  | 415.35 |  |  | West Burton B Power Station CMU 3 WB3-16= 100% T_WBURB-3 West Burton B Power Station, West Burton, Retford, Nottinghamshire, DN22 9BL SK 801 859 | 7229 |  |  |  | No |  |  | Metering Option (a) | No | [9 empty] | No | N/A |  |  | Yes | 1 | CAN-2020-WB3-16-001 | EDF Energy plc | T_WBURB-3 | 20/01/2017 | 1 | 2020/21 | 415.35 | [10 empty] | £5000 /MW | £25000 /MW | £10000 /MW | £15000 /MW | £35000 /MW | 100% | 200%
1 | WB4C16 | T-4 | Capacity Auction | 2020 | EDF Energy (West Burton Power) Limited |  | West Burton B Power Station CMU 4 | Transmission | CMRS | New Build Generating CMU | Yes | Prequalified | Opt-In |  | 15 |  | Yes |  |  | 471820 |  | 49 |  |  | 47.182 |  |  |  | 47.182 |  |  | West Burton B Power Station CMU 4 [WB4C16] (New build battery storage project) West Burton Power Station, West Burton, Retford, Nottinghamshire, DN22 9BL SK 801 859 | The MPAN number is not currently available due to the early pre-construction stage of the project. |  |  |  | Yes | [13 empty] | Deferred | Yes | 15 |  | Yes | 15 | CAN-2020-WB4C16-001 | EDF Energy (West Burton Power) Limited | T_WBURB-4 | 20/01/2017 | 15 | 2020/21 2021/22 2022/23 2023/24 2024/25 2025/26 2026/27 2027/28 2028/29 2029/30 2030/31 2031/32 2032/33 2033/34 2034/35 | 47.182 | Yes | 20/04/2018 |  |  | Yes | 01/10/2021 |  |  | Yes | 01/10/2021 | £5000 /MW | £25000 /MW | £10000 /MW | £15000 /MW | £35000 /MW | 100% | 200%
2 | WEST01 | T-4 | Capacity Auction | 2020 | Peak Power Connections Limited |  | WEST01 | Distribution | Non CMRS | New Build Generating CMU |  | Not Prequalified | Opt-In |  | 15 |  | Yes | Yes |  | 0 | Yes | 12.168 |  |  | 11.459 |  |  |  | 11.459 |  |  | Diesel and/or gas reciprocating engines. Coleridge Rd, Weston-super-Mare BS23 3UW ST 331 592 | N/A |  |  |  | Yes | [13 empty] | Deferred
1 | WEST02 | T-4 | Capacity Auction | 2020 | Peak Power Connections Limited |  | WEST02 | Distribution | Non CMRS | New Build Generating CMU |  | Not Prequalified | Opt-In |  | 15 |  | Yes | Yes |  | 0 | Yes | 8.112 |  |  | 7.639 |  |  |  | 7.639 |  |  | Diesel and/or gas reciprocating engines. Coleridge Rd, Weston-super-Mare BS23 3UW ST 332 592 | N/A |  |  |  | Yes | [13 empty] | Deferred
2 | WG1-16 | T-4 | Capacity Auction | 2020 | EDF Energy plc |  | West Burton A Power Station Gas Turbine CMU 1 | Transmission | CMRS | Existing Generating CMU |  | Prequalified | Opt-In |  | 1 |  |  |  |  | 0 |  | 20 |  |  | 18.834 |  |  |  | #N/A |  |  | West Burton A Power Station Gas Turbine CMU 1 WG1-16 = 100% T_WBUGT-1 West Burton A Power Station, West Burton, Retford, Nottinghamshire, DN22 9BL SK 792 855 | 4007 |  |  |  | No |  |  | Metering Option (a) | No | [9 empty] | No | N/A |  |  | Yes | 1 | CAN-2020-WG1-16-001 | EDF Energy plc | T_WBUGT-1 | 20/01/2017 | 1 | 2020/21 | 18.834 | [10 empty] | £5000 /MW | £25000 /MW | £10000 /MW | £15000 /MW | £35000 /MW | 100% | 200%
1 | WG4-16 | T-4 | Capacity Auction | 2020 | EDF Energy plc |  | West Burton A Power Station Gas Turbine CMU 4 | Transmission | CMRS | Existing Generating CMU |  | Prequalified | Opt-In |  | 1 |  |  |  |  | 0 |  | 20 |  |  | 18.834 |  |  |  | #N/A |  |  | West Burton A Power Station Gas Turbine CMU 4 WG4-16= 100%T_WBUGT-4 West Burton A Power Station, West Burton, Retford, Nottinghamshire, DN22 9BL SK 792 855 | 4009 |  |  |  | No |  |  | Metering Option (a) | No | [9 empty] | No | N/A |  |  | Yes | 1 | CAN-2020-WG4-16-001 | EDF Energy plc | T_WBUGT-4 | 20/01/2017 | 1 | 2020/21 | 18.834 | [10 empty] | £5000 /MW | £25000 /MW | £10000 /MW | £15000 /MW | £35000 /MW | 100% | 200%
2 | WH2016 | T-4 | Capacity Auction | 2020 | Thornton Estate Energy Limited |  | Thornton Estate Energy Limited | Distribution | Non CMRS | New Build Generating CMU |  | Prequalified | Opt-In |  | 15 |  | Yes | Yes |  | 188340 |  | 20 |  |  | 18.834 |  |  |  | 18.834 |  |  | New Build. Diesel and/or gas generating station. WH Davis, Langwith Rd, Shirebrook, Mansfield, Derbyshire NG20 9SA SK 529 682 | N/A |  |  |  | Yes | [13 empty] | Deferred | Yes | 15 |  | Yes | 15 | CAN-2020-WH2016-001 | Thornton Estate Energy Limited | WH2016 | 20/01/2017 | 15 | 2020/21 2021/22 2022/23 2023/24 2024/25 2025/26 2026/27 2027/28 2028/29 2029/30 2030/31 2031/32 2032/33 2033/34 2034/35 | 18.834 | Yes | 20/04/2018 | Yes | 01/04/2019 | Yes | 01/10/2021 |  |  | Yes | 01/10/2021 | £5000 /MW | £25000 /MW | £10000 /MW | £15000 /MW | £35000 /MW | 100% | 200%
1 | WHAR02 | T-4 | Capacity Auction | 2020 | Wharf Power Limited |  | Wharf Power | Distribution | Non CMRS | New Build Generating CMU |  | Prequalified | Opt-In |  | 15 |  |  |  |  | 0 |  | 16 |  |  | 15.067 |  |  |  | 15.067 |  |  | 16 MW power plant comprising 8 x 2MW gas reciprocating engines. Power plant will be connected to the local distribution network and local gas network. Mersey Wharf Business Park, Dock Road South, Bromborough Pool, Wirral, Merseyside, CH62 4SU SJ 351 770 | N/A |  |  |  | Yes | [13 empty] | Deferred | Yes | 15 |  | No | N/A
2 | Wheat1 | T-4 | Capacity Auction | 2020 | Energion Ltd. |  | Wheat1 | Distribution | Non CMRS | New Build Generating CMU |  | Prequalified | Opt-In |  | 15 |  | Yes | Yes |  | 103590 |  | 11 |  |  | 10.359 |  |  |  | 10.359 |  |  | Diesel and/or gas reciprocating engines Wheatley farm shop, Old London Road Wheatley Oxfordshire OX33 1YW SP 611 055 | N/A |  |  |  | Yes | [13 empty] | Deferred | Yes | 15 |  | Yes | 15 | CAN-2020-Wheat1-001 | Energion Ltd. | 1 | 20/01/2017 | 15 | 2020/21 2021/22 2022/23 2023/24 2024/25 2025/26 2026/27 2027/28 2028/29 2029/30 2030/31 2031/32 2032/33 2033/34 2034/35 | 10.359 | Yes | 20/04/2018 | Yes | 01/04/2019 | Yes | 01/10/2021 |  |  | Yes | 01/10/2021 | £5000 /MW | £25000 /MW | £10000 /MW | £15000 /MW | £35000 /MW | 100% | 200%
1 | WHET01 | T-4 | Capacity Auction | 2020 | RYDBERG DEVELOPMENT COMPANY LIMITED |  | WHET01 | Distribution | Non CMRS | New Build Generating CMU |  | Not Prequalified | Opt-In |  | 15 |  | Yes | Yes |  | 0 | Yes | 6 |  |  | 5.65 |  |  |  | 5.65 |  |  | Gas and/or diesel reciprocating engines. Enderby Rd Whetstone Leicester LE8 6HZ SP 551 983 | N/A |  |  |  | Yes | [13 empty] | Deferred
2 | WHET02 | T-4 | Capacity Auction | 2020 | RYDBERG DEVELOPMENT COMPANY LIMITED |  | WHET02 | Distribution | Non CMRS | New Build Generating CMU |  | Not Prequalified | Opt-In |  | 15 |  | Yes | Yes |  | 0 | Yes | 20 |  |  | 18.834 |  |  |  | 18.834 |  |  | Gas and/or diesel reciprocating engines. Enderby Rd Whetstone Leicester LE8 6HZ SP 551 983 | N/A |  |  |  | Yes | [13 empty] | Deferred
1 | WILL-C | T-4 | Capacity Auction | 2020 | MPF Generation Limited |  | WILLINGTON C CCGT | Transmission | CMRS | New Build Generating CMU |  | Prequalified | Opt-In |  | 15 |  | Yes |  |  | 0 |  | 1600 |  |  | 1440 |  |  |  | 1440 |  |  | Unit 1 of a new combined cycle power station comprising the latest technology gas turbine, heat recovery steam generator, steam turbine and associated balance of plant. This will be constructed on a brownfield site at Willington Power Station, Derbyshire. Metering of output is Net of auxillary load. Willington Power Station, Twyford Road, Willington, Derby, DE65 6PP SK 306 286 | N/A |  |  |  | Yes | [13 empty] | Deferred | Yes | 15 |  | No | N/A
X | WILL-C-Component |  |  |  | MPF Generation Limited | [26 empty] | Unit 2 of a new combined cycle power station comprising the latest technology gas turbine, heat recovery steam generator, steam turbine and associated balance of plant. This will be constructed on a brownfield site at Willington Power Station, Derbyshire. Metering of output is Net of auxillary load. Willington Power Station, Twyford Road, Willington, Derby, DE65 6PP SK 306 286
2 | WINC01 | T-4 | Capacity Auction | 2020 | RYDBERG DEVELOPMENT COMPANY LIMITED |  | WINC01 | Distribution | Non CMRS | New Build Generating CMU |  | Not Prequalified | Opt-In |  | 15 |  | Yes | Yes |  | 0 | Yes | 20 |  |  | 18.834 |  |  |  | 18.834 |  |  | Gas and/or diesel reciprocating engines. Wincham Lane, Wincham, Northwich CW9 6DE SJ 677 752 | N/A |  |  |  | Yes | [13 empty] | Deferred
1 | WOLV02 | T-4 | Capacity Auction | 2020 | Wolverhampton Power Ltd |  | Wolverhampton Power | Distribution | Non CMRS | New Build Generating CMU |  | Prequalified | Opt-In |  | 15 |  |  |  |  | 0 |  | 16 |  |  | 15.067 |  |  |  | 15.067 |  |  | 16 MW power plant comprising 8 x 2MW gas reciprocating engines. Power plant will be connected to the local distribution network and local gas network. Northern Steel Rocks, Cross Street, Wolverhampton, WV1 2HS SO 393 298 | N/A |  |  |  | Yes | [13 empty] | Deferred | Yes | 15 |  | No | N/A
2 | WREC12 | T-4 | Capacity Auction | 2020 | Harmony Energy Storage Limited |  | WRECLESHAM | Distribution | Non CMRS | New Build Generating CMU | Yes | Not Prequalified | Opt-In |  | 1 |  | Yes | Yes |  | 0 | Yes | 25 |  |  | 24.073 |  |  |  | 24.073 |  |  | A new build Battery Energy Storage System 70 Wrecclesham Hill, Farnham, Surrey GU10 4JX SU 818 443 | N/A |  |  |  | Yes | [13 empty] | Deferred
1 | WY3022 | T-4 | Capacity Auction | 2020 | Rainbow Energy Limited |  | Thinford A | Distribution | CMRS | New Build Generating CMU |  | Prequalified | Opt-In |  | 15 |  | Yes |  |  | 188340 |  | 20 |  |  | 18.834 |  |  |  | 18.834 |  |  | Gas-fired reciprocating engines Thinford Lane, Durham, County Durham, DH6 5JY NZ287347 | N/A |  |  |  | No |  |  | Metering Option (a) | [10 empty] | Yes | Yes | 15 |  | Yes | 15 | CAN-2020-WY3022-001 | Rainbow Energy Limited | WY3022 | 20/01/2017 | 15 | 2020/21 2021/22 2022/23 2023/24 2024/25 2025/26 2026/27 2027/28 2028/29 2029/30 2030/31 2031/32 2032/33 2033/34 2034/35 | 18.834 | Yes | 20/04/2018 |  |  | Yes | 01/10/2021 |  |  |  |  | £5000 /MW | £25000 /MW | £10000 /MW | £15000 /MW | £35000 /MW | 100% | 200%
2 | WZ3173 | T-4 | Capacity Auction | 2020 | Green Frog Power 214 Limited |  | Swansea | Distribution | Non CMRS | Existing Generating CMU |  | Prequalified | Opt-In |  | 1 |  |  |  |  | 0 |  | 20 |  |  | 18.834 |  |  |  | #N/A |  |  | Reciprocating engines Titanium Rd, Swansea, SA5 4SF SS607964 | 2100041072803 |  |  |  | No | No | Yes | Metering Option (c) | No | Yes | Settlement |  |  | Yes |  | COP2 | Yes |  | Yes | N/A |  |  | No | N/A
1 | XA3174 | T-4 | Capacity Auction | 2020 | Green Frog Power 214 Limited |  | Tir John | Distribution | Non CMRS | Existing Generating CMU |  | Prequalified | Opt-In |  | 1 |  |  |  |  | 0 |  | 20 |  |  | 18.834 |  |  |  | #N/A |  |  | Reciprocating engines Tir John N Rd, St Thomas, SA1 8NZ SS687935 | 2100041103407 |  |  |  | No | No | Yes | Metering Option (c) | No | Yes | settlement |  |  | Yes |  | COP2 | Yes |  | Yes | N/A |  |  | No | N/A
2 | YB3175 | T-4 | Capacity Auction | 2020 | Green Frog Power 214 Limited |  | Tregaron | Distribution | Non CMRS | Existing Generating CMU |  | Prequalified | Opt-In |  | 1 |  |  |  |  | 0 |  | 10 |  |  | 9.417 |  |  |  | #N/A |  |  | Reciprocating engines Dewy Rd, Tregaron, SY25 6JP SN677591 | 2199989641360 |  |  |  | No | Yes | Yes | Metering Option (c) | No | Yes | settlement |  |  | Yes |  | COP3 | Yes |  | Yes | N/A |  |  | No | N/A
1 | YV3023 | T-4 | Capacity Auction | 2020 | Rainbow Energy Limited |  | Thinford B | Distribution | CMRS | New Build Generating CMU |  | Prequalified | Opt-In |  | 15 |  | Yes |  |  | 188340 |  | 20 |  |  | 18.834 |  |  |  | 18.834 |  |  | Gas-fired reciprocating engines Thinford Lane, Durham, County Durham, DH6 5JY NZ287347 | N/A |  |  |  | No |  |  | Metering Option (a) | [10 empty] | Yes | Yes | 15 |  | Yes | 15 | CAN-2020-YV3023-001 | Rainbow Energy Limited | YV3023 | 20/01/2017 | 15 | 2020/21 2021/22 2022/23 2023/24 2024/25 2025/26 2026/27 2027/28 2028/29 2029/30 2030/31 2031/32 2032/33 2033/34 2034/35 | 18.834 | Yes | 20/04/2018 |  |  | Yes | 01/10/2021 |  |  |  |  | £5000 /MW | £25000 /MW | £10000 /MW | £15000 /MW | £35000 /MW | 100% | 200%
2 | ZC3176 | T-4 | Capacity Auction | 2020 | Green Frog Power 214 Limited |  | Willoughby | Distribution | Non CMRS | Existing Generating CMU |  | Prequalified | Opt-In |  | 1 |  |  |  |  | 0 |  | 20 |  |  | 18.834 |  |  |  | #N/A |  |  | Reciprocating engines West Thorpe, Willoughby on the Wolds, LE12 6TD SK626257 | 1170000146680 |  |  |  | No | No | Yes | Metering Option (c) | No | Yes | settlement |  |  | Yes |  | COP2 | Yes |  | Yes | N/A |  |  | No | N/A
1 | ZU3024 | T-4 | Capacity Auction | 2020 | Rake Lane Limited |  | Rake Lane | Distribution | CMRS | New Build Generating CMU |  | Prequalified | Opt-In |  | 15 |  | Yes |  |  | 0 |  | 21.18 |  |  | 19.945 |  |  |  | 19.945 |  |  | gas fired reciprocating engines Manchester, Bolton & Bury Canal Towpath, Clifton, Manchester M27 8LR SD792033 | N/A |  |  |  | No |  |  | Metering Option (a) | [10 empty] | No | Yes | 15 |  | Yes | 15 | CAN-2020-ZU3024-001 | Rake Lane Limited | ZU3024 | 20/01/2017 | 15 | 2020/21 2021/22 2022/23 2023/24 2024/25 2025/26 2026/27 2027/28 2028/29 2029/30 2030/31 2031/32 2032/33 2033/34 2034/35 | 19.945 | Yes | 20/04/2018 |  |  | Yes | 01/10/2021 |  |  |  |  | £5000 /MW | £25000 /MW | £10000 /MW | £15000 /MW | £35000 /MW | 100% | 200%

## T-4 Additional Information
The information below relates to the T-4 2016 Capacity Market Auction
Clearing Price : | 22.50 (£/kW/Year)
Adjusted Clearing Price : | 22.50 (£/kW/Year)
Total forecast cost of Capacity Agreements awarded: | 2020/21 | 2021/22 | 2022/23 | 2023/24 | 2024/25 | 2025/26 | 2026/27 | 2027/28 | 2028/29 | 2029/30 | 2030/31 | 2031/32 | 2032/33 | 2033/34 | 2034/35
| 1179569295 | 59597010 | 59597010 | 59597010 | 59597010 | 59597010 | 59597010 | 59597010 | 59597010 | 59597010 | 59597010 | 59597010 | 58845577.5 | 58845577.5 | 58845577.5