## Contents
ESO Electricity Capacity Report 2023 Data Workbook
This workbook contains all the graphs and associated data from our 2023 Electricity Capacity Report. This workbook also contains additional data and charts that we think might be useful to our stakeholders. The full report can be downloaded from our EMR Portal:
https://www.emrdeliverybody.com/SitePages/Home.aspx
Any enquiries regarding this publication should be sent to the ESO at:
emrmodelling@nationalgrideso.com
Contents |  |  |  | Legal notice
# | Chapter | Title | Link | Copyright National Grid Electricity System Operator (National Grid ESO) 2023, all rights reserved. No part of this report may be reproduced in any material form (including photocopying and restoring in any medium or electronic means and whether or not transiently or incidentally) without the written permission of National Grid ESO except in accordance with the provisions of the Copyright, Designs and Patents Act 1988. This document has been prepared solely for the purpose of the Electricity Market Reform (EMR) Capacity Market (CM) and is not designed or intended to be used for any other purpose. Whilst National Grid ESO, in its role as EMR Delivery Body, has taken all reasonable care in its preparation, no representation or warranty either expressed or implied is made as to the accuracy or completeness of the information that it contains and parties using the information in this document should make their own enquiries as to its accuracy and suitability for the purpose for which they use it. Neither National Grid ESO nor any other companies in the National Grid plc group, nor any directors or employees of any such company shall be liable for any error or misstatement or opinion on which the recipient of this document relies or seeks to rely other than fraudulent misstatement or fraudulent misrepresentation and does not accept any responsibility for any use which is made of the information contained in this document or (to the extent permitted by law) for any damages or losses incurred.
1 | 1. Executive Summary | Table 1: Recommendations for the target capacity for delivery in 2024/25 and 2027/28 from the T-1 and T-4 Capacity Market auctions | Table 1
|  | Figure 1: Comparison with original 2024/25 T-1 requirement (de-rated) | Figure 1
|  | Figure 2: LWR outcome and other cases modelled comparison – 2024/25 | Figure 2
|  | Figure 3: Comparison with recommended 2026/27 T-4 requirement in 2022 ECR | Figure 3
|  | Figure 4: LWR outcome and other cases modelled comparison – 2027/28 | Figure 4
|  | Figure 5: Modelled de-rating factor ranges for interconnected countries | Figure 5
|  | Figure 6: De-rating factors for conventional plants. | Figure 6
|  | Figure 7: De-rating factors for duration limited storage T-1 comparison | Figure 7
|  | Figure 8: De-rating factors for duration limited storage T-4 comparison | Figure 8
|  | Figure 9: De-rating factors for renewables T-1 comparison | Figure 9
|  | Figure 10: De-rating factors for renewables T-4 comparison | Figure 10
4 | 4. Scenarios & Sensitivites | Figure 13: Peak Demand - FES Scenarios and Base Case to 2037/38 | Figure 13
|  | Figure 14: FES 2023 transmission connected nameplate capacity to 2037/38 | Figure 14
|  | Figure 15: Distributed generation nameplate capacity (excluding solar) to 2037/38 | Figure 15
|  | Figure 16: Residential, Industrial and Commercial DSR to 2037/38 | Figure 16
|  | Figure 17: Peak demand reduction from smart charging | Figure 17
|  | Figure 18: Peak demand reduction from V2G | Figure 18
|  | Figure 17: Nameplate Import Nameplate Capacity Levels for Interconnection (GW) | Figure 17
|  | Table 3: Assumptions for the low and high availability sensitivities | Table 3
|  | Table 4: Peak demand assumptions for low and high demand sensitivities | Table 4
|  | Table 5: Maximum non-delivery assumptions | Table 5
|  | Table 6: Estimated total historic winter non-delivery for recent years (from project PTE60 Phase 2) | Table 6
|  | Table 7: Maximum over-delivery assumptions | Table 7
|  | Figure 18: Total CM-eligible Capacity required in Future Years | Figure 18
5 | 5. De-rating Factors | Figure 21: De-rating factors for conventional plants - detailed | Figure 21
|  | Figure 22: De-rating factors for duration limited storage T-1 comparison | Figure 22
|  | Figure 23: De-rating factors for duration limited storage T-4 comparison | Figure 23
|  | Figure 24: De-rating factors for renewables T-1 comparison | Figure 24
|  | Figure 25: De-rating factors for renewables T-4 comparison | Figure 25
|  | Table 10: Simulation results: 2027/28 imports as percentage of interconnector capacity | Table 10
|  | Figures 26-31: Interconnector De-rating Factors | Figures 26-31
|  | Figure 32: Proportion of modelled tight hours where a maximum percentage of interconnected capacity is available for the Base Case | Figure 32
|  | Table 17: De-rating factor ranges by country for 2027/28 | Table 17
6 | 6. T-1 Results | Table 18: Modelled de-rated capacities and peak demands – 2024/25 | Table 18
|  | Figure 33: Regret Costs for scenarios and selected sensitivities – 2024/25 | Figure 33
|  | Figure 34: LWR outcome and other cases modelled comparison – 2024/25 | Figure 34
|  | Figure 35: Comparison with original T-1 requirement for 2024/25 (de-rated) | Figure 35
|  | Figure 36: Peak Demand Comparison (2023 ECR v 2020 ECR) | Figure 36
|  | Table 19: Sensitivity of T-1 LWR outcome to scenarios / sensitivities included in LWR | Table 19
|  | Figure 37: Sensitivity of LOLE to Capacity to Secure – 2024/25 | Figure 37
7 | 7. T-4 Results | Table 20: Modelled de-rated capacities and peak demands - 2027/28 | Table 20
|  | Figure 38: Regret Costs for scenarios and selected sensitivities – 2027/28 | Figure 38
|  | Figure 39: LWR outcome and other cases modelled comparison – 2027/28 | Figure 39
|  | Figure 40: Comparison with recommended T-4 requirement for 2026/27 in 2022 ECR | Figure 40
|  | Table 21: Sensitivity of T-4 LWR outcome to scenarios / sensitivities included in LWR | Table 21
|  | Figure 41: Sensitivity of LOLE to Capacity to Secure assuming no non-delivery – 2027/28 | Figure 41
A | A. Annex | Figure 42: ACS Restricted National Demand Forecasting Accuracy | Figure 42
|  | Figure 43: Annual demand by scenario | Figure 43
|  | Figure 44: Generation peak capacity by scenario | Figure 44
|  | Table 23: Breakdown of De-rated CM ineligible capacity (GW) for 2024/25 and 2027/28 | Table 23
|  | Figure 45: Non-CM technology availabilities | Figure 45
|  | Figure 46: Interconnector, wind and solar fleet EFCs | Figure 46
|  | Figure 47: Station availabilities | Figure 47
|  | Figure 48: Reserve to cover largest infeed loss by scenario | Figure 48
|  | Table 24: Assumptions for non-delivery sensitivities | Table 24
|  | Table 26: Assumptions for over-delivery sensitivities | Table 26
|  | Table 261: Estimated total historic winter non-delivery for recent years (from project PTE61) | Table 261
|  | Figure 49: Base Case duration limited storage T-1 assumptions (near final) | Figure 49
|  | Figure 50: Base Case duration limited storage T-4 assumptions (near final) | Figure 50
|  | Figure 51: Stress Event Duration Histogram for 2024/25 T-1 Base Case at 3 hours LOLE | Figure 51
|  | Figure 52: Stress Event Duration Histogram for 2027/28 T-4 Base Case at 3 hours LOLE | Figure 52
|  | DW1: ECR Auction Results | DW1
|  | DW2: European scenario assumptions | DW2
|  | Figure 54: Base case interconnector de-rating factors – cumulative probability | Figure 54
|  | Figure 55: Central Case interconnector derating for reduced wind output sensitivity. Steps of 10% reduction | Figure 55

## 1. Executive Summary
1. Executive Summary
# | Chapter | Title | Link
1 | 1. Executive Summary | Table 1: Recommendations for the target capacity for delivery in 2024/25 and 2027/28 from the T-1 and T-4 Capacity Market auctions | Table 1
|  | Figure 1: Comparison with original 2024/25 T-1 requirement (de-rated) | Figure 1
|  | Figure 2: LWR outcome and other cases modelled comparison – 2024/25 | Figure 2
|  | Figure 3: Comparison with recommended 2026/27 T-4 requirement in 2022 ECR | Figure 3
|  | Figure 4: LWR outcome and other cases modelled comparison – 2027/28 | Figure 4
|  | Figure 5: Modelled de-rating factor ranges for interconnected countries | Figure 5
|  | Figure 6: De-rating factors for conventional plants. | Figure 6
|  | Figure 7: De-rating factors for duration limited storage T-1 comparison | Figure 7
|  | Figure 8: De-rating factors for duration limited storage T-4 comparison | Figure 8
|  | Figure 9: De-rating factors for renewables T-1 comparison | Figure 9
|  | Figure 10: De-rating factors for renewables T-4 comparison | Figure 10

## Table 1
Table 1: Recommendations for the target capacity for delivery in 2024/25 and 2027/28 from the T-1 and T-4 Capacity Market auctions
Return to Main Menu
Return to Chapter Contents
|  | 2024/25 T-1 | 2027/28 T-4
| Recommended target capacity | 7.4 | 44.5

## Figure 1
Figure 1: Comparison with original 2024/25 T-1 requirement (de-rated)
Return to Main Menu
Return to Chapter Contents
T-1 capacity to procure
| 2020 T-1 requirement | 2
| 2020 LWR Decision (BC Non Del 800) | -0.8
| 2020 Demand Curve target changes | -0.5
| 2020 ECR Base Case T-1 requirement | 0.7
| Non-Delivery since 2020 Base Case | 0.8
| Contracted Capacity - De-rated TEC change | 0.4
| Non-CM capacity change, ROC/CFD + autogen | 0.9
| ACS peak demand change | 1
| Reserve and response (largest loss) change | 0.7
| Other changes incl. de-rated margin for 3h LOLE | 0.1
| Additional T-4 capacity due to low clearing price | -0.7
| Change in Base Case requirement due to modelled non-delivery | 3.1
| Base Case 2023 ECR T-1 requirement | 7
| ECR 2023 LWR Decision (400 MW above BC requirement) | 0.4
| 2024/25 LWR outcome | 7.4
Note: all in derated GW
Note: intermediate totals in grey above show requirements for 2020 Base Case and 2023 Base Case
This chart isn't available in your version of Excel. Editing this shape or saving this workbook into a different file format will permanently break the chart.

## Figure 2
Figure 2: LWR outcome and other cases modelled comparison – 2024/25
Return to Main Menu
Return to Chapter Contents
| Name | Graph Code | Capacity to Secure (GW) | Outside CM (GW) | Previously Contracted Capacity (GW) | Over Or Non Delivery (GW) in sensitivity | Total derated capacity (GW) | ACS Peak (GW) | Modelled Non Delivery (GW) | BC | CT | LW | ST | FS | LWR
| Leading the Way | LW | 2.4358 | 59.2319 | 45.7405 | 0 | 61.6676 | 55.1 | 3.2912 | #N/A | #N/A | 2.4358 | #N/A | #N/A | 7.4
| Over Delivery Sensitivity: 3600 | BC - 3600 | 3.4199 | 62.2344 | 45.8* | 3.6 | 65.6543 | 58.5 | 3.4605 | 3.4199 | #N/A | #N/A | #N/A | #N/A | 7.4
| Warm Winter | BC_WARM | 3.7602 | 59.349 | 45.804 | 0 | 63.1093 | 58.5 | 3.1844 | 3.7602 | #N/A | #N/A | #N/A | #N/A | 7.4
| Over Delivery Sensitivity: 3200 | BC - 3200 | 3.8199 | 61.8344 | 45.8* | 3.2 | 65.6543 | 58.5 | 3.4605 | 3.8199 | #N/A | #N/A | #N/A | #N/A | 7.4
| Over Delivery Sensitivity: 2800 | BC - 2800 | 4.2199 | 61.4344 | 45.8* | 2.8 | 65.6543 | 58.5 | 3.4605 | 4.2199 | #N/A | #N/A | #N/A | #N/A | 7.4
| Over Delivery Sensitivity: 2400 | BC - 2400 | 4.6199 | 61.0344 | 45.8* | 2.4 | 65.6543 | 58.5 | 3.4605 | 4.6199 | #N/A | #N/A | #N/A | #N/A | 7.4
| Over Delivery Sensitivity: 2000 | BC - 2000 | 5.0199 | 60.6344 | 45.8* | 2 | 65.6543 | 58.5 | 3.4605 | 5.0199 | #N/A | #N/A | #N/A | #N/A | 7.4
| Over Delivery Sensitivity: 1600 | BC - 1600 | 5.4199 | 60.2344 | 45.8* | 1.6 | 65.6543 | 58.5 | 3.4605 | 5.4199 | #N/A | #N/A | #N/A | #N/A | 7.4
| Low Demand | BC_LOW_DEMAND | 5.6637 | 58.4618 | 45.7859 | 0 | 64.1256 | 57.2 | 3.2669 | 5.6637 | #N/A | #N/A | #N/A | #N/A | 7.4
| Consumer Transformation | CT | 5.71 | 58.7579 | 45.7903 | 0 | 64.4679 | 57.5 | 3.2994 | #N/A | 5.71 | #N/A | #N/A | #N/A | 7.4
| Over Delivery Sensitivity: 1200 | BC - 1200 | 5.8199 | 59.8344 | 45.8* | 1.2 | 65.6543 | 58.5 | 3.4605 | 5.8199 | #N/A | #N/A | #N/A | #N/A | 7.4
| Over Delivery Sensitivity: 800 | BC - 800 | 6.2199 | 59.4344 | 45.8* | 0.8 | 65.6543 | 58.5 | 3.4605 | 6.2199 | #N/A | #N/A | #N/A | #N/A | 7.4
| High Availability | BC_HIGH_AVAIL | 6.4384 | 59.0046 | 46.2997 | 0 | 65.4429 | 58.5 | 3.3345 | 6.4384 | #N/A | #N/A | #N/A | #N/A | 7.4
| Over Delivery Sensitivity: 400 | BC - 400 | 6.6199 | 59.0344 | 45.8* | 0.4 | 65.6543 | 58.5 | 3.4605 | 6.6199 | #N/A | #N/A | #N/A | #N/A | 7.4
| Base Case | BC | 7.0199 | 58.6344 | 45.7894 | 0 | 65.6543 | 58.5 | 3.4605 | 7.0199 | #N/A | #N/A | #N/A | #N/A | 7.4
| System Transformation | ST | 7.1976 | 58.7497 | 45.7894 | 0 | 65.9473 | 58.8 | 3.4518 | #N/A | #N/A | #N/A | 7.1976 | #N/A | 7.4
| Non Delivery Sensitivity: -400 | BC +400 | 7.4199 | 58.2344 | 45.8* | -0.4 | 65.6543 | 58.5 | 3.4605 | 7.4199 | #N/A | #N/A | #N/A | #N/A | 7.4
| Low Availability | BC_LOW_AVAIL | 7.809 | 57.9433 | 45.1513 | 0 | 65.7522 | 58.5 | 3.2653 | 7.809 | #N/A | #N/A | #N/A | #N/A | 7.4
| Non Delivery Sensitivity: -800 | BC +800 | 7.8199 | 57.8344 | 45.8* | -0.8 | 65.6543 | 58.5 | 3.4605 | 7.8199 | #N/A | #N/A | #N/A | #N/A | 7.4
| Non Delivery Sensitivity: -1200 | BC +1200 | 8.2199 | 57.4344 | 45.8* | -1.2 | 65.6543 | 58.5 | 3.4605 | 8.2199 | #N/A | #N/A | #N/A | #N/A | 7.4
| Cold Winter | BC_COLD | 8.3967 | 58.0429 | 45.7773 | 0 | 66.4396 | 58.5 | 3.4348 | 8.3967 | #N/A | #N/A | #N/A | #N/A | 7.4
| Non Delivery Sensitivity: -1600 | BC +1600 | 8.6199 | 57.0344 | 45.8* | -1.6 | 65.6543 | 58.5 | 3.4605 | 8.6199 | #N/A | #N/A | #N/A | #N/A | 7.4
| Non Delivery Sensitivity: -2000 | BC +2000 | 9.0199 | 56.6344 | 45.8* | -2 | 65.6543 | 58.5 | 3.4605 | 9.0199 | #N/A | #N/A | #N/A | #N/A | 7.4
| Non Delivery Sensitivity: -2400 | BC +2400 | 9.4199 | 56.2344 | 45.8* | -2.4 | 65.6543 | 58.5 | 3.4605 | 9.4199 | #N/A | #N/A | #N/A | #N/A | 7.4
| High Demand | BC_HIGH_DEMAND | 9.6129 | 58.7083 | 45.7909 | 0 | 68.3212 | 61 | 3.5521 | 9.6129 | #N/A | #N/A | #N/A | #N/A | 7.4
| Non Delivery Sensitivity: -2800 | BC +2800 | 9.8199 | 55.8344 | 45.8* | -2.8 | 65.6543 | 58.5 | 3.4605 | 9.8199 | #N/A | #N/A | #N/A | #N/A | 7.4
| Falling Short | FS | 10.4324 | 58.4145 | 45.4964 | 0 | 68.8469 | 61.8 | 3.2477 | #N/A | #N/A | #N/A | #N/A | 10.4324 | 7.4
[10 empty] | #N/A | #N/A | #N/A | #N/A | #N/A | 7.4
| LWR outcome (GW): | 7.4 | [7 empty] | #N/A | #N/A | #N/A | #N/A | #N/A | 7.4
[10 empty] | #N/A | #N/A | #N/A | #N/A | #N/A | 7.4
[10 empty] | #N/A | #N/A | #N/A | #N/A | #N/A | 7.4
| * The previously contracted capacity figure assumes full delivery. Any over or non-delivery would be split between plants contracted in previous auctions and plants contracted in future auctions. As such this is accounted for in a separate column. | [8 empty] | #N/A | #N/A | #N/A | #N/A | #N/A | 7.4
[10 empty] | #N/A | #N/A | #N/A | #N/A | #N/A | 7.4
[10 empty] | #N/A | #N/A | #N/A | #N/A | #N/A | 7.4

## Figure 3
Figure 3: Comparison with recommended 2026/27 T-4 requirement in 2022 ECR
Return to Main Menu
Return to Chapter Contents
T-4 capacity to procure
| 2022 ECR 2026/27 recommendation | 43.9
| 2022 LWR decision (BC Non Del 3200) | -3.2
| 2022 Base Case 2026/27 requirement | 40.7
| Previously contracted change (2027/28 v 2026/27) in CM registers | -3.2
| Contracted storage / wind EFC change (2027/28 v 2026/27) | -0.9
| Non-CM capacity change (Autogen + RO/CFD) | 2.3
| Change in reserve reqt | 0.4
| 2027/28 ACS peak demand change | 0.4
| Other changes incl. de-rated margin for 3 hours LOLE | 0.9
| Change in Base Case requirement due to modelled non-delivery | 3.1
| 2023 Base Case (with non-del) 2027/28 requirement | 43.7
| 2023 LWR decision (800 MW above BC requirement) | 0.8
| LWR 2027/28 recommendation | 44.5
Note: all in derated GW
This chart isn't available in your version of Excel. Editing this shape or saving this workbook into a different file format will permanently break the chart.

## Figure 4
Figure 4: LWR outcome and other cases modelled comparison – 2027/28
Return to Main Menu
Return to Chapter Contents
| Name | Graph Code | Capacity to Secure (GW) | Outside CM (GW) | Previously Contracted Capacity (GW) | Over Or Non Delivery (GW) in sensitivity | Total derated capacity (GW) | ACS Peak (GW) | Modelled Non Delivery (GW) | BC | CT | LW | ST | FS | LWR
| Leading the Way | LW | 35.4182 | 29.3304 | 12.903 | 0 | 64.7486 | 57.2 | 2.8436 | #N/A | #N/A | 35.4182 | #N/A | #N/A | 44.5
| Over Delivery Sensitivity: 4400 | BC - 4400 | 39.2763 | 29.1883 | 13* | 4.4 | 68.4646 | 60.9 | 3.3918 | 39.2763 | #N/A | #N/A | #N/A | #N/A | 44.5
| Over Delivery Sensitivity: 4000 | BC - 4000 | 39.6763 | 28.7883 | 13* | 4 | 68.4646 | 60.9 | 3.3918 | 39.6763 | #N/A | #N/A | #N/A | #N/A | 44.5
| Over Delivery Sensitivity: 3600 | BC - 3600 | 40.0763 | 28.3883 | 13* | 3.6 | 68.4646 | 60.9 | 3.3918 | 40.0763 | #N/A | #N/A | #N/A | #N/A | 44.5
| Warm Winter | BC_WARM | 40.1271 | 25.8316 | 13.0204 | 0 | 65.9587 | 60.9 | 3.2454 | 40.1271 | #N/A | #N/A | #N/A | #N/A | 44.5
| Over Delivery Sensitivity: 3200 | BC - 3200 | 40.4763 | 27.9883 | 13* | 3.2 | 68.4646 | 60.9 | 3.3918 | 40.4763 | #N/A | #N/A | #N/A | #N/A | 44.5
| Over Delivery Sensitivity: 2800 | BC - 2800 | 40.8763 | 27.5883 | 13* | 2.8 | 68.4646 | 60.9 | 3.3918 | 40.8763 | #N/A | #N/A | #N/A | #N/A | 44.5
| Consumer Transformation | CT | 41.0159 | 27.1826 | 12.9656 | 0 | 68.1985 | 60.4 | 2.9791 | #N/A | 41.0159 | #N/A | #N/A | #N/A | 44.5
| Over Delivery Sensitivity: 2400 | BC - 2400 | 41.2763 | 27.1883 | 13* | 2.4 | 68.4646 | 60.9 | 3.3918 | 41.2763 | #N/A | #N/A | #N/A | #N/A | 44.5
| Over Delivery Sensitivity: 2000 | BC - 2000 | 41.6763 | 26.7883 | 13* | 2 | 68.4646 | 60.9 | 3.3918 | 41.6763 | #N/A | #N/A | #N/A | #N/A | 44.5
| System Transformation | ST | 41.722 | 26.2694 | 12.9569 | 0 | 67.9914 | 60.4 | 3.2708 | #N/A | #N/A | #N/A | 41.722 | #N/A | 44.5
| Over Delivery Sensitivity: 1600 | BC - 1600 | 42.0763 | 26.3883 | 13* | 1.6 | 68.4646 | 60.9 | 3.3918 | 42.0763 | #N/A | #N/A | #N/A | #N/A | 44.5
| Over Delivery Sensitivity: 1200 | BC - 1200 | 42.4763 | 25.9883 | 13* | 1.2 | 68.4646 | 60.9 | 3.3918 | 42.4763 | #N/A | #N/A | #N/A | #N/A | 44.5
| Low Demand | BC_LOW_DEMAND | 42.87 | 24.7634 | 12.9799 | 0 | 67.6335 | 60.1 | 3.3841 | 42.87 | #N/A | #N/A | #N/A | #N/A | 44.5
| Over Delivery Sensitivity: 800 | BC - 800 | 42.8763 | 25.5883 | 13* | 0.8 | 68.4646 | 60.9 | 3.3918 | 42.8763 | #N/A | #N/A | #N/A | #N/A | 44.5
| Over Delivery Sensitivity: 400 | BC - 400 | 43.2763 | 25.1883 | 13* | 0.4 | 68.4646 | 60.9 | 3.3918 | 43.2763 | #N/A | #N/A | #N/A | #N/A | 44.5
| Base Case | BC | 43.6763 | 24.7883 | 12.9808 | 0 | 68.4646 | 60.9 | 3.3918 | 43.6763 | #N/A | #N/A | #N/A | #N/A | 44.5
| Non Delivery Sensitivity: -400 | BC +400 | 44.0763 | 24.3883 | 13* | -0.4 | 68.4646 | 60.9 | 3.3918 | 44.0763 | #N/A | #N/A | #N/A | #N/A | 44.5
| Non Delivery Sensitivity: -800 | BC +800 | 44.4763 | 23.9883 | 13* | -0.8 | 68.4646 | 60.9 | 3.3918 | 44.4763 | #N/A | #N/A | #N/A | #N/A | 44.5
| Non Delivery Sensitivity: -1200 | BC +1200 | 44.8763 | 23.5883 | 13* | -1.2 | 68.4646 | 60.9 | 3.3918 | 44.8763 | #N/A | #N/A | #N/A | #N/A | 44.5
| Cold Winter | BC_COLD | 44.9555 | 24.2666 | 12.961 | 0 | 69.2221 | 60.9 | 3.5354 | 44.9555 | #N/A | #N/A | #N/A | #N/A | 44.5
| Non Delivery Sensitivity: -1600 | BC +1600 | 45.2763 | 23.1883 | 13* | -1.6 | 68.4646 | 60.9 | 3.3918 | 45.2763 | #N/A | #N/A | #N/A | #N/A | 44.5
| Non Delivery Sensitivity: -2000 | BC +2000 | 45.6763 | 22.7883 | 13* | -2 | 68.4646 | 60.9 | 3.3918 | 45.6763 | #N/A | #N/A | #N/A | #N/A | 44.5
| Non Delivery Sensitivity: -2400 | BC +2400 | 46.0763 | 22.3883 | 13* | -2.4 | 68.4646 | 60.9 | 3.3918 | 46.0763 | #N/A | #N/A | #N/A | #N/A | 44.5
| Non Delivery Sensitivity: -2800 | BC +2800 | 46.4763 | 21.9883 | 13* | -2.8 | 68.4646 | 60.9 | 3.3918 | 46.4763 | #N/A | #N/A | #N/A | #N/A | 44.5
| Non Delivery Sensitivity: -3200 | BC +3200 | 46.8763 | 21.5883 | 13* | -3.2 | 68.4646 | 60.9 | 3.3918 | 46.8763 | #N/A | #N/A | #N/A | #N/A | 44.5
| High Demand | BC_HIGH_DEMAND | 46.9886 | 24.8379 | 12.9827 | 0 | 71.8265 | 64.2 | 3.559 | 46.9886 | #N/A | #N/A | #N/A | #N/A | 44.5
| Non Delivery Sensitivity: -3600 | BC +3600 | 47.2763 | 21.1883 | 13* | -3.6 | 68.4646 | 60.9 | 3.3918 | 47.2763 | #N/A | #N/A | #N/A | #N/A | 44.5
| Non Delivery Sensitivity: -4000 | BC +4000 | 47.6763 | 20.7883 | 13* | -4 | 68.4646 | 60.9 | 3.3918 | 47.6763 | #N/A | #N/A | #N/A | #N/A | 44.5
| Non Delivery Sensitivity: -4400 | BC +4400 | 48.0763 | 20.3883 | 13* | -4.4 | 68.4646 | 60.9 | 3.3918 | 48.0763 | #N/A | #N/A | #N/A | #N/A | 44.5
| Falling Short | FS | 48.1784 | 23.2591 | 12.1162 | 0 | 71.4375 | 64.4 | 3.041 | #N/A | #N/A | #N/A | #N/A | 48.1784 | 44.5
[10 empty] | #N/A | #N/A | #N/A | #N/A | #N/A | 44.5
| LWR outcome (GW): | 44.5 | [7 empty] | #N/A | #N/A | #N/A | #N/A | #N/A | 44.5
[10 empty] | #N/A | #N/A | #N/A | #N/A | #N/A | 44.5
* The previously contracted capacity figure assumes full delivery. Any over or non-delivery would be split between plants contracted in previous auctions and plants contracted in future auctions. As such this is accounted for in a separate column.

## Figure 5
Figure 5: Modelled de-rating factor ranges for interconnected countries
Return to Main Menu
Return to Chapter Contents
| Country | Year | De-rating factor
|  |  | Low | High
| Ireland | ECR 2022 | 14% | 94% | 80% | 0%
|  | ECR 2023 | 20% | 75% | 0% | 55%
| France | ECR 2022 | 30% | 97% | 67% | 0%
|  | ECR 2023 | 33% | 84% | 0% | 51%
| Belgium | ECR 2022 | 31% | 95% | 64% | 0%
|  | ECR 2023 | 30% | 88% | 0% | 58%
| Netherlands | ECR 2022 | 51% | 92% | 41% | 0%
|  | ECR 2023 | 41% | 97% | 0% | 56%
| Denmark | ECR 2022 | 48% | 91% | 43% | 0%
|  | ECR 2023 | 60% | 97% | 0% | 37%
| Norway | ECR 2022 | 84% | 100% | 16% | 0%
Note: ECR 2022 refers to 2026/27 T-4, ECR 2023 refers to 2027/28 T-4 |  | ECR 2023 | 66% | 99% | 0% | 33%

## Figure 6
Figure 6: De-rating factors for conventional plants and DSR - summary
Return to Main Menu
Return to Chapter Contents
| Technology Class (grouped by de-rating factor) | ECR 2022 | ECR 2023
| - OCGT - Reciprocating engines - Oil-fired steam generators | 95.18% | 94.35%
| Nuclear | 78.25% | 78%
| Hydro (excl. tidal / waves) | 91.13% | 91.2%
| - CCGT - CHP and autogen | 91.34% | 91.59% | 0% | 0.25%
| - Biomass - Energy from Waste | 87.99% | 88.52% | 0% | 0.53%
| DSR | 71.45% | 79.02% | 0% | 7.574%
|  |  |  | 0% | 0%
|  |  |  | 0% | 0%
Note: De-rating factors apply to both the 2024/25 T-1 and 2027/28 T-4 auctions. This figure groups technologies that have the same de-rating factor.

## Figure 7
Figure 7: De-rating factors for duration limited storage T-1 comparison
Return to Main Menu
Return to Chapter Contents
De-rating factor
| Duration (hours) | ECR 2022 2023/24 T-1 | ECR 2023 2024/25 T-1
| 0.5 | 9.3% | 5.71%
| 1 | 18.6% | 11.34%
| 1.5 | 27.9% | 17.05%
| 2 | 37.02% | 22.67%
| 2.5 | 45.95% | 28.38%
| 3 | 53.39% | 34.1%
| 3.5 | 58.79% | 39.63%
| 4 | 62.32% | 44.6%
| 4.5 | 64.74% | 48.57%
| 5 | 66.97% | 51.88%
| 5.5 | 69.02% | 54.93%
| 6 | 95.25% | 58.06%
| 6.5 | 95.25% | 61.1%
| 7 | 95.25% | 64.14%
| 7.5 | 95.25% | 67.27%
| 8+ | 95.25% | 94.37%

## Figure 8
Figure 8: De-rating factors for duration limited storage T-4 comparison
Return to Main Menu
Return to Chapter Contents
De-rating factor
| Duration (hours) | ECR 2022 2026/27 T-4 | ECR 2023 2027/28 T-4
| 0.5 | 5.95% | 3.871%
| 1 | 11.81% | 7.741%
| 1.5 | 17.77% | 11.52%
| 2 | 23.63% | 15.39%
| 2.5 | 29.58% | 19.26%
| 3 | 35.53% | 23.04%
| 3.5 | 41.11% | 26.91%
| 4 | 45.86% | 30.78%
| 4.5 | 49.48% | 34.65%
| 5 | 52.83% | 38.43%
| 5.5 | 55.81% | 42.12%
| 6 | 58.97% | 45.8%
| 6.5 | 61.95% | 49.49%
| 7 | 64.92% | 53.08%
| 7.5 | 67.99% | 56.77%
| 8 | 70.88% | 60.36%
| 8.5 | 73.85% | 63.86%
| 9 | 76.64% | 94.37%
| 9.5+ | 95.25% | 94.37%

## Figure 9
Figure 9: De-rating factors for renewables T-1 comparison
Return to Main Menu
Return to Chapter Contents
T-1
| Technology Class | ECR 2022 2023/24 | ECR 2023 2024/25
| Onshore Wind | 8.2% | 8.4%
| Offshore Wind | 11.33% | 11.52%
| Solar PV | 3.32% | 5.08%

## Figure 10
Figure 10: De-rating factors for renewables T-4 comparison
Return to Main Menu
Return to Chapter Contents
T-4
| Technology Class | ECR 2022 2026/27 | ECR 2023 2027/28
| Onshore Wind | 6.74% | 7.03%
| Offshore Wind | 8.3% | 8.69%
| Solar PV | 4.98% | 6.35%

## 4. Scenarios & Sensitivites
4. Scenarios & Sensitivites
# | Chapter | Title | Link
4 | 4. Scenarios & Sensitivites | Figure 13: Peak Demand - FES Scenarios and Base Case to 2037/38 | Figure 13
|  | Figure 14: FES 2022 transmission connected nameplate capacity to 2037/38 | Figure 14
|  | Figure 15: Distributed generation nameplate capacity (excluding solar) to 2037/38 | Figure 15
|  | Figure 16: Residential, Industrial and Commercial DSR to 2037/38 | Figure 16
|  | Figure 17: Peak demand reduction from smart charging | Figure 17
|  | Figure 18: Peak demand reduction from V2G | Figure 18
|  | Figure 19: Nameplate Import Capacity Levels for Interconnection (GW) | Figure 19
|  | Table 3: Assumptions for the low and high availability sensitivities | Table 3
|  | Table 4: Peak demand assumptions for low and high demand sensitivities | Table 4
|  | Table 5: Maximum non-delivery assumptions | Table 5
|  | Table 6: Estimated total historic winter non-delivery for recent years (from project PTE60 Phase 2) | Table 6
|  | Table 7: Maximum over-delivery assumptions | Table 7
|  | Figure 20: Total CM-eligible Capacity required in Future Years | Figure 20

## Figure 13
Figure 13: Peak Demand - FES Scenarios and Base Case to 2037/38
Return to Main Menu
Return to Chapter Contents
| Peak Demand (GW) | 2022/23 | 2023/24 | 2024/25 | 2025/26 | 2026/27 | 2027/28 | 2028/29 | 2029/30 | 2030/31 | 2031/32 | 2032/33 | 2033/34 | 2034/35 | 2035/36 | 2036/37 | 2037/38
| Base Case | 58.7 | 58.5 | 58.5 | 59.1 | 59.9 | 60.9 | 61.5 | 62.8 | 63.8 | 65.1 | 66.8 | 69 | 71 | 72.9 | 75.6 | 78.4
| Consumer Transformation | 58.7 | 57.3 | 57.5 | 58.4 | 59 | 60.4 | 62.9 | 65.9 | 68.5 | 71.5 | 75.2 | 79.1 | 83.1 | 87 | 90.9 | 95.7
| System Transformation | 58.7 | 58.7 | 58.8 | 59.1 | 59.6 | 60.4 | 61.5 | 62.8 | 63.8 | 65.1 | 66.8 | 69 | 71 | 72.9 | 75.6 | 78.4
| Leading the Way | 58.7 | 56.4 | 55.1 | 55.2 | 56.1 | 57.2 | 59.2 | 60.7 | 62.8 | 66.3 | 69.7 | 73.8 | 78.7 | 81.8 | 84.5 | 88.5
| Falling Short | 58.7 | 61 | 61.8 | 62.8 | 63.5 | 64.4 | 65.1 | 66.1 | 67.4 | 69 | 70.8 | 73 | 75.3 | 77.6 | 79.9 | 82.5

## Figure 14
Figure 14: FES 2023 transmission connected nameplate capacity to 2037/38
Return to Main Menu
Return to Chapter Contents
| Capacity (GW) | 2022/23 | 2023/24 | 2024/25 | 2025/26 | 2026/27 | 2027/28 | 2028/29 | 2029/30 | 2030/31 | 2031/32 | 2032/33 | 2033/34 | 2034/35 | 2035/36 | 2036/37 | 2037/38
| Base Case | 77.8821 | 80.3331 | 83.9089 | 88.1349 | 98.4997 | 101.6162 | 108.5712 | 111.8744 | 125.0391 | 129.3574 | 137.9582 | 145.8545 | 151.5813 | 167.002 | 175.2223 | 181.3361
| Consumer Transformation | 77.8821 | 80.7387 | 87.1068 | 94.0426 | 100.6681 | 108.7315 | 114.144 | 121.1035 | 130.5298 | 140.0806 | 150.4104 | 155.6463 | 173.9932 | 185.0627 | 188.8312 | 196.5521
| System Transformation | 77.8821 | 80.3331 | 83.9089 | 88.1349 | 98.4997 | 101.6162 | 108.5712 | 111.8744 | 125.0391 | 129.3574 | 137.9582 | 145.8545 | 151.5813 | 167.002 | 175.2223 | 181.3361
| Leading the Way | 77.8821 | 84.1706 | 96.4732 | 101.6523 | 116.3066 | 122.2307 | 117.7483 | 130.1948 | 143.1548 | 151.6574 | 159.0166 | 181.8184 | 190.4794 | 189.1953 | 193.9699 | 197.4899
| Falling Short | 77.8821 | 79.6446 | 81.5168 | 80.7332 | 84.0618 | 92.7742 | 100.6225 | 107.9936 | 115.7735 | 114.2126 | 120.2104 | 125.6899 | 133.4788 | 138.5106 | 152.4267 | 162.1665

## Figure 15
Figure 15: Distributed generation nameplate capacity (excluding solar) to 2037/38
Return to Main Menu
Return to Chapter Contents
| Capacity (GW) | 2022/23 | 2023/24 | 2024/25 | 2025/26 | 2026/27 | 2027/28 | 2028/29 | 2029/30 | 2030/31 | 2031/32 | 2032/33 | 2033/34 | 2034/35 | 2035/36 | 2036/37 | 2037/38
| Base Case | 19.8575 | 21.2664 | 22.1503 | 23.1 | 23.6649 | 24.2238 | 24.9639 | 23.6396 | 24.0209 | 24.34 | 24.4652 | 24.8551 | 25.3783 | 26.0142 | 25.9394 | 26.6535
| Consumer Transformation | 19.8575 | 20.4436 | 22.1119 | 23.6525 | 24.5689 | 25.4463 | 26.1988 | 27.2317 | 28.7116 | 30.0993 | 31.6999 | 33.8777 | 36.3137 | 39.1101 | 41.3412 | 44.7172
| System Transformation | 19.8575 | 19.9513 | 20.8774 | 22.0045 | 22.2614 | 23.3382 | 23.5064 | 23.6396 | 24.0209 | 24.34 | 24.4652 | 24.8551 | 25.3783 | 26.0142 | 25.9394 | 26.6535
| Leading the Way | 19.8575 | 20.9759 | 21.9688 | 22.5138 | 22.7996 | 23.8487 | 24.9215 | 26.4901 | 27.4473 | 29.8644 | 32.7169 | 36.7447 | 40.3038 | 46.0402 | 51.5376 | 54.7221
| Falling Short | 19.8575 | 20.4164 | 21.001 | 21.9319 | 23.2977 | 23.7587 | 24.3325 | 24.6868 | 25.1768 | 25.8303 | 26.2106 | 26.3318 | 26.2961 | 26.3449 | 26.4242 | 26.5616
Note: includes capacity <1MW

## Figure 16
Figure 16: Residential, Industrial and Commercial DSR to 2037/38
Return to Main Menu
Return to Chapter Contents
| DSR (GW) | 2022/23 | 2023/24 | 2024/25 | 2025/26 | 2026/27 | 2027/28 | 2028/29 | 2029/30 | 2030/31 | 2031/32 | 2032/33 | 2033/34 | 2034/35 | 2035/36 | 2036/37 | 2037/38
| Base Case | 1.5703 | 1.9713 | 2.09 | 2.2086 | 2.3273 | 2.5053 | 1.7875 | 1.8423 | 1.9142 | 2.0893 | 2.4723 | 2.9061 | 3.1761 | 3.4601 | 3.8935 | 4.3348
| Consumer Transformation | 1.5703 | 1.9713 | 2.09 | 2.2086 | 2.2137 | 2.517 | 2.7693 | 3.0821 | 3.547 | 4.0256 | 4.8217 | 5.5777 | 6.3372 | 7.2683 | 8.2069 | 8.9783
| System Transformation | 1.5703 | 1.5 | 1.3238 | 1.3238 | 1.5354 | 1.701 | 1.7875 | 1.8423 | 1.9142 | 2.0893 | 2.4723 | 2.9061 | 3.1761 | 3.4601 | 3.8935 | 4.3348
| Leading the Way | 1.5703 | 1.9713 | 2.09 | 2.2086 | 2.3431 | 2.578 | 2.8312 | 3.1373 | 3.6269 | 4.1504 | 4.6625 | 5.1658 | 5.6967 | 6.2622 | 6.8042 | 7.2391
| Falling Short | 1.5703 | 1.5 | 1.7563 | 1.9331 | 0.89708 | 0.89593 | 0.89259 | 0.89764 | 0.90716 | 0.93953 | 1.0141 | 1.1563 | 1.3386 | 1.4567 | 1.5576 | 1.6506

## Figure 17
Figure 17: Peak demand reduction from smart charging
Return to Main Menu
Return to Chapter Contents
| Capacity (GW) | 2022/23 | 2023/24 | 2024/25 | 2025/26 | 2026/27 | 2027/28 | 2028/29 | 2029/30 | 2030/31 | 2031/32 | 2032/33 | 2033/34 | 2034/35 | 2035/36 | 2036/37 | 2037/38
| Base Case | 0.16479 | 0.25756 | 0.38569 | 0.55295 | 0.78007 | 1.08 | 0.80008 | 1.0372 | 1.3325 | 1.7892 | 2.3633 | 3.0728 | 3.9047 | 4.8444 | 5.7896 | 6.6878
| Consumer Transformation | 0.15277 | 0.28293 | 0.46573 | 0.71085 | 1.059 | 1.529 | 2.1499 | 2.9381 | 3.8919 | 5.055 | 6.3849 | 7.7661 | 9.0691 | 10.2527 | 11.0045 | 11.5364
| System Transformation | 0.13451 | 0.1864 | 0.25737 | 0.34669 | 0.46187 | 0.61038 | 0.80008 | 1.0372 | 1.3325 | 1.7892 | 2.3633 | 3.0728 | 3.9047 | 4.8444 | 5.7896 | 6.6878
| Leading the Way | 0.28692 | 0.47285 | 0.74861 | 1.1232 | 1.6501 | 2.3646 | 3.3454 | 4.6136 | 6.1748 | 7.6585 | 9.2255 | 10.7583 | 12.1349 | 13.24 | 14.0708 | 14.6637
| Falling Short | 0.098331 | 0.1319 | 0.16921 | 0.21419 | 0.26716 | 0.33118 | 0.40687 | 0.49446 | 0.59501 | 0.79579 | 1.0473 | 1.3571 | 1.7312 | 2.1795 | 2.7004 | 3.2796

## Figure 18
Figure 18: Peak demand reduction from V2G
Return to Main Menu
Return to Chapter Contents
| Capacity (GW) | 2022/23 | 2023/24 | 2024/25 | 2025/26 | 2026/27 | 2027/28 | 2028/29 | 2029/30 | 2030/31 | 2031/32 | 2032/33 | 2033/34 | 2034/35 | 2035/36 | 2036/37 | 2037/38
| Base Case | 0 | 0 | 0 | 0.011575 | 0.024869 | 0.050333 | 0.0083527 | 0.014312 | 0.029639 | 0.053223 | 0.092625 | 0.15422 | 0.24701 | 0.37968 | 0.56661 | 0.8189
| Consumer Transformation | 0 | 0 | 0 | 0.028253 | 0.06982 | 0.15524 | 0.29749 | 0.54459 | 0.94376 | 1.5798 | 2.5015 | 3.7558 | 5.3518 | 7.2157 | 9.3859 | 11.641
| System Transformation | 0 | 0 | 0 | 0 | 0 | 0 | 0.0083527 | 0.014312 | 0.029639 | 0.053223 | 0.092625 | 0.15422 | 0.24701 | 0.37968 | 0.56661 | 0.8189
| Leading the Way | 0 | 0 | 0 | 0.048542 | 0.1153 | 0.25114 | 0.51416 | 0.9632 | 1.7188 | 2.9049 | 4.6176 | 7.0271 | 10.1134 | 13.7652 | 17.7416 | 19.6614
| Falling Short | 0 | 0 | 0 | 0 | 0 | 0 | 0 | 0 | 0 | 0 | 0 | 0.017391 | 0.027564 | 0.052639 | 0.087576 | 0.13997

## Figure 19
Figure 19: Nameplate Import Capacity Levels for Interconnection (GW)
Return to Main Menu
Return to Chapter Contents
| Nameplate Capacity (GW) | 2022/23 | 2023/24 | 2024/25 | 2025/26 | 2026/27 | 2027/28 | 2028/29 | 2029/30 | 2030/31 | 2031/32 | 2032/33 | 2033/34 | 2034/35 | 2035/36 | 2036/37 | 2037/38
| Base Case | 7.4 | 8.4 | 9.8 | 9.8 | 10.304 | 10.304 | 10.304 | 11.704 | 11.704 | 11.704 | 13.104 | 14.504 | 16.104 | 16.104 | 16.104 | 16.104
| Consumer Transformation | 7.4 | 8.4 | 9.8 | 10.304 | 10.304 | 10.304 | 11.704 | 11.704 | 11.704 | 16.104 | 16.104 | 16.104 | 16.854 | 18.954 | 18.954 | 18.954
| System Transformation | 7.4 | 8.4 | 9.8 | 9.8 | 10.304 | 10.304 | 10.304 | 11.704 | 11.704 | 11.704 | 13.104 | 14.504 | 16.104 | 16.104 | 16.104 | 16.104
| Leading the Way | 7.4 | 8.4 | 9.8 | 10.304 | 10.304 | 10.304 | 11.704 | 12.454 | 16.854 | 16.854 | 19.654 | 23.354 | 23.354 | 23.354 | 23.354 | 24.754
| Falling Short | 7.4 | 8.4 | 9.8 | 9.8 | 9.8 | 10.304 | 10.304 | 10.304 | 11.704 | 11.704 | 11.704 | 13.104 | 13.104 | 14.504 | 16.104 | 16.104

## Table 3
Table 3: Assumptions for the low and high availability sensitivities
Return to Main Menu
Return to Chapter Contents
| Technology | Low availability | High availability | Base Case
| CCGT | 89.68% | 93.5% | 92%
| Nuclear | 72.99% | N/A | 78%

## Table 4
Table 4: Peak demand assumptions for low and high demand sensitivities
Return to Main Menu
Return to Chapter Contents
| Delivery year | Sensitivity |  | Base Case (GW)
|  | Low demand (GW) | High demand (GW)
| 2024/25 | 57.2 | 61 | 58.5
| 2027/28 | 60.1 | 64.2 | 60.9

## Table 5
Table 5: Maximum non-delivery assumptions
Return to Main Menu
Return to Chapter Contents
| Category | T-1 (GW) | T-4 (GW)
| Large thermal | 3 | 3.9
| Nuclear | 1.8 | 0
| Small thermal and storage | 0.7 | 1.8
| Unproven DSR | 0.3 | 0.3
| Interconnectors | 3 | 3.3
| Sum of non-delivery | 8.8 | 9.3
| Potential market response | -1.7 | -2.1
| Total | 7.1 | 7.2
| Base Case Adjustment (minus average non-delivery of ~3.0GW) | 4.0 (rounded to nearest 0.4) | 4.4 (rounded to nearest 0.4)

## Table 6
Table 6: Estimated total historic winter non-delivery for recent years (from project PTE60 Phase 2)
Return to Main Menu
Return to Chapter Contents
| Delivery Year* | Total since agreements were awarded (GW) | Total Post T-4 ECR Recommendation (GW) | Total Post T-1 ECR Recommendation (GW) | Total Post T-1 Auction Target (GW)
| 2018/19 | 5.4 | 1.8 | 3.7 | 3.7
| 2019/20 | 6 | 6 | 1.1 | 1.1
| 2020/21 | 11.4 | 8.4 | 6.6 | 6.6
| 2021/22 | 9.1 | 7.4 | 7.3 | 1.5^
| 2022/23 | 8.4 | 6.6 | 4.2 | 2.8¬
| Average-5yrs | 8.1 | 6 | 4.6 | 3.1
* Delivery year 2017/18 did not have a T-4 auction. It only had a T-1 auction (known as the Early Auction). As this was not a typical delivery year and was comprised of existing capacity with one year agreements, we have excluded 2017/18 from the table. The 5 year average shown represents non-delivery observed in more typical delivery years (which include some new capacity with multi-year agreements).
^ The demand curve adjustment after prequalification that informed the target for the 2021/22 T-1 auction accounted for around 5.8 GW of non-delivery after the ECR T-1 recommendation that was either known by then or was considered to be at significant risk of occurring ¬ The ECR / demand curve adjustment after prequalification that informed the target for the 2022/23 T-1 auction accounted for around 1.4 GW of future non-delivery that was either known by then or was considered to be at significant risk of occurring

## Table 7
Table 7: Maximum over-delivery assumptions
Return to Main Menu
Return to Chapter Contents
| Category | T-1 (GW) | T-4 (GW)
| Large thermal | 1 | 1
| Nuclear | 0 | 0
| Small embedded | 1.5 | 1.5
| Unproven DSR | 0.3 | 0.3
| Interconnectors | 2 | 3.1
| Sum of non-delivery | 4.8 | 5.9
| Potential market response | -1.3 | -1.4
| Total | 3.6 | 4.4
|  | (rounded to nearest 0.4) | (rounded to nearest 0.4)

## Figure 20
Figure 20: Total CM-eligible Capacity required in Future Years
Return to Main Menu
Return to Chapter Contents
| Capacity (GW) | 2024/25 | 2025/26 | 2026/27 | 2027/28 | 2028/29 | 2029/30 | 2030/31 | 2031/32 | 2032/33 | 2033/34 | 2034/35 | 2035/36 | 2036/37 | 2037/38
| Base Case | 2024/25: 49.3488; 2025/26: 50.0667; 2026/27: 49.7286; 2027/28: 53.2654
| Consumer Transformation | 48.2009 | 48.4864 | 48.1781 | 51.0555 | 53.0345 | 55.1381 | 56.6038 | 58.2105 | 58.8153 | 61.8031 | 62.2241 | 65.3017 | 63.2981 | 62.5527
| System Transformation | 49.5352 | 49.7509 | 49.7588 | 51.4082 | 52.9607 | 53.0559 | 52.4256 | 53.6109 | 52.674 | 53.7682 | 54.6881 | 54.7406 | 54.8502 | 55.0088
| Leading the Way | 44.8851 | 43.8674 | 42.8649 | 45.5306 | 48.1175 | 48.793 | 49.9311 | 50.7223 | 53.5666 | 56.5076 | 59.6609 | 62.3237 | 63.8102 | 64.4962
| Falling Short | 52.6811 | 53.7742 | 54.3599 | 57.3068 | 57.2636 | 56.0791 | 57.2104 | 58.8193 | 59.5591 | 61.3944 | 62.9598 | 62.7745 | 63.4931 | 61.5392
| Minimum | 44.8851 | 43.8674 | 42.8649 | 45.5306 | 48.1175 | 48.793 | 49.0173 | 49.8853 | 48.6007 | 49.8259 | 50.6266 | 50.0915 | 50.3925 | 50.4038
| Modelled Range | 7.796 | 9.9068 | 11.495 | 11.7762 | 9.1462 | 7.2861 | 8.1931 | 8.9339 | 10.9584 | 11.9772 | 12.3332 | 15.2102 | 13.4176 | 14.0924
Note: this Figure is explained in Section 4.9 of the ECR.

## 5. De-rating Factors
5. De-rating Factors
# | Chapter | Title | Link
5 | 5. De-rating Factors | Figure 21: De-rating factors for conventional plants - detailed | Figure 21
|  | Figure 22: De-rating factors for duration limited storage T-1 comparison | Figure 22
|  | Figure 23: De-rating factors for duration limited storage T-4 comparison | Figure 23
|  | Figure 24: De-rating factors for renewables T-1 comparison | Figure 24
|  | Figure 25: De-rating factors for renewables T-4 comparison | Figure 25
|  | Table 10: Simulation results: 2027/28 imports as percentage of interconnector capacity | Table 10
|  | Figures 26-31: Interconnector De-rating Factors | Figures 26-31
|  | Figure 32: Proportion of modelled tight hours where a maximum percentage of interconnected capacity is available for the Base Case | Figure 32
|  | Table 17: De-rating factor ranges by country for 2027/28 | Table 17

## Figure 21
Figure 21: De-rating factors for conventional plants and DSR - detailed
Return to Main Menu
Return to Chapter Contents
| Technology Class | ECR 2022 | ECR 2023
| Oil-fired steam generators | 95.18% | 94.35%
| OCGT | 95.18% | 94.35%
| Reciprocating engines | 95.18% | 94.35%
| Nuclear | 78.25% | 78%
| Hydro (excl. tidal / waves) | 91.13% | 91.2%
| CCGT | 91.34% | 91.59% | 0% | 0.25%
| CHP and autogen | 91.34% | 91.59% | 0.25% | 0%
| Biomass | 87.99% | 88.52% | 0% | 0.53%
| Energy from Waste | 87.99% | 88.52% | 0.53% | 0%
| DSR | 71.45% | 79.02% | 0% | 7.574%
|  |  |  | 0% | 0%
|  |  |  | 0% | 0%
Note: De-rating factors apply to both the 2024/25 T-1 and 2027/28 T-4 auctions.

## Figure 22
Figure 22: De-rating factors for duration limited storage T-1 comparison
Return to Main Menu
Return to Chapter Contents
De-rating factor
| Duration (hours) | ECR 2022 2023/24 T-1 | ECR 2023 2024/25 T-1
| 0.5 | 9.3% | 5.71%
| 1 | 18.6% | 11.34%
| 1.5 | 27.9% | 17.05%
| 2 | 37.02% | 22.67%
| 2.5 | 45.95% | 28.38%
| 3 | 53.39% | 34.1%
| 3.5 | 58.79% | 39.63%
| 4 | 62.32% | 44.6%
| 4.5 | 64.74% | 48.57%
| 5 | 66.97% | 51.88%
| 5.5 | 69.02% | 54.93%
| 6 | 95.25% | 58.06%
| 6.5 | 95.25% | 61.1%
| 7 | 95.25% | 64.14%
| 7.5 | 95.25% | 67.27%
| 8+ | 95.25% | 94.37%

## Figure 23
Figure 23: De-rating factors for duration limited storage T-4 comparison
Return to Main Menu
Return to Chapter Contents
De-rating factor
| Duration (hours) | ECR 2022 2026/27 T-4 | ECR 2023 2027/28 T-4
| 0.5 | 5.95% | 3.871%
| 1 | 11.81% | 7.741%
| 1.5 | 17.77% | 11.52%
| 2 | 23.63% | 15.39%
| 2.5 | 29.58% | 19.26%
| 3 | 35.53% | 23.04%
| 3.5 | 41.11% | 26.91%
| 4 | 45.86% | 30.78%
| 4.5 | 49.48% | 34.65%
| 5 | 52.83% | 38.43%
| 5.5 | 55.81% | 42.12%
| 6 | 58.97% | 45.8%
| 6.5 | 61.95% | 49.49%
| 7 | 64.92% | 53.08%
| 7.5 | 67.99% | 56.77%
| 8 | 70.88% | 60.36%
| 8.5 | 73.85% | 63.86%
| 9 | 76.64% | 94.37%
| 9.5+ | 95.25% | 94.37%

## Figure 24
Figure 24: De-rating factors for renewables T-1 comparison
Return to Main Menu
Return to Chapter Contents
T-1
| Technology Class | ECR 2022 2023/24 | ECR 2023 2024/25
| Onshore Wind | 8.2% | 8.4%
| Offshore Wind | 11.33% | 11.52%
| Solar PV | 3.32% | 5.08%

## Figure 25
Figure 25: De-rating factors for renewables T-4 comparison
Return to Main Menu
Return to Chapter Contents
T-4
| Technology Class | ECR 2022 2026/27 | ECR 2023 2027/28
| Onshore Wind | 6.74% | 7.03%
| Offshore Wind | 8.3% | 8.69%
| Solar PV | 4.98% | 6.35%

## Table 10
Table 10: Simulation results: 2027/28 imports as percentage of interconnector capacity
Return to Main Menu
Return to Chapter Contents
|  | ECR 2022 2026/27 T-4 |  | European Central Case |  |  |  |  | Minimum Sensitivity |  |  |  |  | Maximum Sensitivity
| Country | Min. | Max. | BC | CT | ST | LW | FS | BC | CT | ST | LW | FS | BC | CT | ST | LW | FS
| Ireland | 14 | 94 | 69 | 63 | 67 | 65 | 63 | 22 | 22 | 21 | 26 | 20 | 75 | 68 | 73 | 69 | 69
| France | 30 | 97 | 70 | 80 | 68 | 82 | 66 | 37 | 45 | 37 | 49 | 33 | 76 | 84 | 74 | 84 | 72
| Belgium | 31 | 95 | 84 | 85 | 82 | 85 | 80 | 33 | 37 | 34 | 39 | 30 | 87 | 88 | 85 | 88 | 83
| Netherlands | 51 | 92 | 90 | 94 | 89 | 94 | 91 | 41 | 47 | 41 | 50 | 44 | 93 | 95 | 93 | 95 | 97
| Denmark | 48 | 91 | 90 | 93 | 88 | 89 | 93 | 61 | 72 | 60 | 68 | 76 | 94 | 95 | 93 | 92 | 97
| Norway | 84 | 100 | 96 | 98 | 95 | 98 | 97 | 74 | 69 | 73 | 66 | 76 | 96 | 98 | 95 | 99 | 97

## Figures 26-31
Figures 26-31: Interconnector De-rating Factors
Return to Main Menu
Return to Chapter Contents |  |  | 0 | 1 | 2 | 3 | 4
|  |  | 0 | 13 | 26 | 39 | 52
|  | Sensitivity | Central Case | Consumer Transformation | Falling Short | Leading the Way | System Transformation
|  | Minimum sensitivity | 74% | 69.15% | 75.71% | 65.64% | 72.96%
|  | Maximum sensitivity | 96.08% | 98.04% | 97.06% | 98.84% | 95.1%
| 1 | Belgian Nuclear Downside | 96.08% | 97.82% | 97.06% | 97.2% | 95.1%
| 2 | European Gas | 96.06% | 96.65% | 97.06% | 95.97% | 95.04%
| 3 | European RES Downside | 96.08% | 97.42% | 97.06% | 95.82% | 95.1%
| 4 | European RES Upside | 96.08% | 97.93% | 97.06% | 98.83% | 95.1%
| 5 | French Nuclear | 96.08% | 97.88% | 97.06% | 98.58% | 95.1%
| 6 | German Coal Downside | 96.08% | 97.59% | 97.06% | 95.81% | 95.1%
| 7 | German Coal Upside | 96.08% | 98.04% | 97.06% | 98.7% | 95.1%
| 8 | Irish Thermal | 96.08% | 97.78% | 97.06% | 98.56% | 95.1%
| 9 | NL-BE-PL Gas Downside | 96.08% | 97.53% | 97.06% | 95.49% | 95.1%
| 10 | Norway Export | 74% | 69.15% | 75.71% | 65.64% | 72.96%
| 11 | Celtic Link | 96.08% | 97.86% | 97.06% | 98.6% | 95.1%
Note: this sheet also contains data for the interconnector de-rating factor Tables in Section 5 of the ECR | 12 | Irish Thermal Celtic Link | 96.08% | 97.89% | 97.06% | 98.84% | 95.1%
| 13 | European Central Case | 96.08% | 97.71% | 97.06% | 98.5% | 95.1%
|  |  | Country | Scenario | Sensitivity | Mean
|  |  | Belgium | CC | Belgian Nuclear Downside | 76.47%
|  |  | Belgium | CC | European Gas | 33.18%
|  |  | Belgium | CC | European RES Downside | 74.11%
|  |  | Belgium | CC | European RES Upside | 87.43%
|  |  | Belgium | CC | French Nuclear | 76.5%
|  |  | Belgium | CC | German Coal Downside | 76.28%
|  |  | Belgium | CC | German Coal Upside | 87.39%
|  |  | Belgium | CC | Irish Thermal | 83.43%
|  |  | Belgium | CC | NL-BE-PL Gas Downside | 70.2%
|  |  | Belgium | CC | Norway Export | 85.42%
|  |  | Belgium | CC | Celtic Link | 85.86%
|  |  | Belgium | CC | Irish Thermal Celtic Link | 85.48%
|  |  | Belgium | CC | European Central Case | 83.66%
|  |  | Belgium | CT | Belgian Nuclear Downside | 78.55%
|  |  | Belgium | CT | European Gas | 36.83%
|  |  | Belgium | CT | European RES Downside | 73.55%
|  |  | Belgium | CT | European RES Upside | 88.18%
|  |  | Belgium | CT | French Nuclear | 80.8%
|  |  | Belgium | CT | German Coal Downside | 77.14%
|  |  | Belgium | CT | German Coal Upside | 87.72%
|  |  | Belgium | CT | Irish Thermal | 85.22%
|  |  | Belgium | CT | NL-BE-PL Gas Downside | 72.68%
|  |  | Belgium | CT | Norway Export | 86.49%
|  |  | Belgium | CT | Celtic Link | 85.59%
|  |  | Belgium | CT | Irish Thermal Celtic Link | 85.86%
|  |  | Belgium | CT | European Central Case | 85.3%
|  |  | Belgium | FS | Belgian Nuclear Downside | 75.31%
|  |  | Belgium | FS | European Gas | 29.78%
|  |  | Belgium | FS | European RES Downside | 72.7%
|  |  | Belgium | FS | European RES Upside | 83.34%
|  |  | Belgium | FS | French Nuclear | 74.15%
|  |  | Belgium | FS | German Coal Downside | 74.9%
|  |  | Belgium | FS | German Coal Upside | 83.45%
|  |  | Belgium | FS | Irish Thermal | 79.91%
|  |  | Belgium | FS | NL-BE-PL Gas Downside | 68.51%
|  |  | Belgium | FS | Norway Export | 79.41%
|  |  | Belgium | FS | Celtic Link | 79.33%
|  |  | Belgium | FS | Irish Thermal Celtic Link | 79.65%
|  |  | Belgium | FS | European Central Case | 79.84%
|  |  | Belgium | LW | Belgian Nuclear Downside | 76.38%
|  |  | Belgium | LW | European Gas | 39.5%
|  |  | Belgium | LW | European RES Downside | 73.41%
|  |  | Belgium | LW | European RES Upside | 87.64%
|  |  | Belgium | LW | French Nuclear | 79.57%
|  |  | Belgium | LW | German Coal Downside | 76.64%
|  |  | Belgium | LW | German Coal Upside | 87.85%
|  |  | Belgium | LW | Irish Thermal | 84.3%
|  |  | Belgium | LW | NL-BE-PL Gas Downside | 70%
|  |  | Belgium | LW | Norway Export | 86.71%
|  |  | Belgium | LW | Celtic Link | 85.15%
|  |  | Belgium | LW | Irish Thermal Celtic Link | 85.16%
|  |  | Belgium | LW | European Central Case | 84.52%
|  |  | Belgium | ST | Belgian Nuclear Downside | 74.57%
|  |  | Belgium | ST | European Gas | 34.24%
|  |  | Belgium | ST | European RES Downside | 73.54%
|  |  | Belgium | ST | European RES Upside | 85.45%
|  |  | Belgium | ST | French Nuclear | 75.54%
|  |  | Belgium | ST | German Coal Downside | 74.78%
|  |  | Belgium | ST | German Coal Upside | 85.25%
|  |  | Belgium | ST | Irish Thermal | 82.09%
|  |  | Belgium | ST | NL-BE-PL Gas Downside | 67.39%
|  |  | Belgium | ST | Norway Export | 83.43%
|  |  | Belgium | ST | Celtic Link | 83.36%
|  |  | Belgium | ST | Irish Thermal Celtic Link | 83.25%
|  |  | Belgium | ST | European Central Case | 82.48%
|  |  | Denmark | CC | Belgian Nuclear Downside | 89.96%
|  |  | Denmark | CC | European Gas | 61.2%
|  |  | Denmark | CC | European RES Downside | 87.37%
|  |  | Denmark | CC | European RES Upside | 92.94%
|  |  | Denmark | CC | French Nuclear | 89.58%
|  |  | Denmark | CC | German Coal Downside | 87.68%
|  |  | Denmark | CC | German Coal Upside | 93.83%
|  |  | Denmark | CC | Irish Thermal | 90.43%
|  |  | Denmark | CC | NL-BE-PL Gas Downside | 89.22%
|  |  | Denmark | CC | Norway Export | 94.09%
|  |  | Denmark | CC | Celtic Link | 94.97%
|  |  | Denmark | CC | Irish Thermal Celtic Link | 93.3%
|  |  | Denmark | CC | European Central Case | 89.76%
|  |  | Denmark | CT | Belgian Nuclear Downside | 89.38%
|  |  | Denmark | CT | European Gas | 71.68%
|  |  | Denmark | CT | European RES Downside | 82.71%
|  |  | Denmark | CT | European RES Upside | 92.34%
|  |  | Denmark | CT | French Nuclear | 90.18%
|  |  | Denmark | CT | German Coal Downside | 85.41%
|  |  | Denmark | CT | German Coal Upside | 93.45%
|  |  | Denmark | CT | Irish Thermal | 93.64%
|  |  | Denmark | CT | NL-BE-PL Gas Downside | 87.04%
|  |  | Denmark | CT | Norway Export | 95.42%
|  |  | Denmark | CT | Celtic Link | 93.37%
|  |  | Denmark | CT | Irish Thermal Celtic Link | 93.07%
|  |  | Denmark | CT | European Central Case | 93.33%
|  |  | Denmark | FS | Belgian Nuclear Downside | 94.64%
|  |  | Denmark | FS | European Gas | 76.49%
|  |  | Denmark | FS | European RES Downside | 92.19%
|  |  | Denmark | FS | European RES Upside | 97.01%
|  |  | Denmark | FS | French Nuclear | 91.72%
|  |  | Denmark | FS | German Coal Downside | 92.83%
|  |  | Denmark | FS | German Coal Upside | 96.33%
|  |  | Denmark | FS | Irish Thermal | 91.7%
|  |  | Denmark | FS | NL-BE-PL Gas Downside | 93.67%
|  |  | Denmark | FS | Norway Export | 92.41%
|  |  | Denmark | FS | Celtic Link | 93.23%
|  |  | Denmark | FS | Irish Thermal Celtic Link | 93.38%
|  |  | Denmark | FS | European Central Case | 92.53%
|  |  | Denmark | LW | Belgian Nuclear Downside | 84.92%
|  |  | Denmark | LW | European Gas | 68.15%
|  |  | Denmark | LW | European RES Downside | 79.01%
|  |  | Denmark | LW | European RES Upside | 89.97%
|  |  | Denmark | LW | French Nuclear | 85.86%
|  |  | Denmark | LW | German Coal Downside | 81.01%
|  |  | Denmark | LW | German Coal Upside | 92.23%
|  |  | Denmark | LW | Irish Thermal | 89.11%
|  |  | Denmark | LW | NL-BE-PL Gas Downside | 82.69%
|  |  | Denmark | LW | Norway Export | 92.46%
|  |  | Denmark | LW | Celtic Link | 88.98%
|  |  | Denmark | LW | Irish Thermal Celtic Link | 89.57%
|  |  | Denmark | LW | European Central Case | 88.57%
|  |  | Denmark | ST | Belgian Nuclear Downside | 87.26%
|  |  | Denmark | ST | European Gas | 59.74%
|  |  | Denmark | ST | European RES Downside | 84.18%
|  |  | Denmark | ST | European RES Upside | 89.87%
|  |  | Denmark | ST | French Nuclear | 87.03%
|  |  | Denmark | ST | German Coal Downside | 85.64%
|  |  | Denmark | ST | German Coal Upside | 90.93%
|  |  | Denmark | ST | Irish Thermal | 87.4%
|  |  | Denmark | ST | NL-BE-PL Gas Downside | 85.98%
|  |  | Denmark | ST | Norway Export | 92.87%
|  |  | Denmark | ST | Celtic Link | 92.98%
|  |  | Denmark | ST | Irish Thermal Celtic Link | 91.61%
|  |  | Denmark | ST | European Central Case | 87.56%
|  |  | France | CC | Belgian Nuclear Downside | 68.24%
|  |  | France | CC | European Gas | 36.52%
|  |  | France | CC | European RES Downside | 61.69%
|  |  | France | CC | European RES Upside | 75.86%
|  |  | France | CC | French Nuclear | 52.24%
|  |  | France | CC | German Coal Downside | 66.04%
|  |  | France | CC | German Coal Upside | 74.51%
|  |  | France | CC | Irish Thermal | 69.34%
|  |  | France | CC | NL-BE-PL Gas Downside | 65.88%
|  |  | France | CC | Norway Export | 71.79%
|  |  | France | CC | Celtic Link | 70.06%
|  |  | France | CC | Irish Thermal Celtic Link | 70.35%
|  |  | France | CC | European Central Case | 70.21%
|  |  | France | CT | Belgian Nuclear Downside | 78.33%
|  |  | France | CT | European Gas | 45.44%
|  |  | France | CT | European RES Downside | 70.62%
|  |  | France | CT | European RES Upside | 83.72%
|  |  | France | CT | French Nuclear | 59.13%
|  |  | France | CT | German Coal Downside | 76.36%
|  |  | France | CT | German Coal Upside | 82.35%
|  |  | France | CT | Irish Thermal | 79.98%
|  |  | France | CT | NL-BE-PL Gas Downside | 75.43%
|  |  | France | CT | Norway Export | 81.31%
|  |  | France | CT | Celtic Link | 80.72%
|  |  | France | CT | Irish Thermal Celtic Link | 80.17%
|  |  | France | CT | European Central Case | 80.41%
|  |  | France | FS | Belgian Nuclear Downside | 63.08%
|  |  | France | FS | European Gas | 32.9%
|  |  | France | FS | European RES Downside | 56.69%
|  |  | France | FS | European RES Upside | 72.13%
|  |  | France | FS | French Nuclear | 43.42%
|  |  | France | FS | German Coal Downside | 60.92%
|  |  | France | FS | German Coal Upside | 69.43%
|  |  | France | FS | Irish Thermal | 65.18%
|  |  | France | FS | NL-BE-PL Gas Downside | 60.12%
|  |  | France | FS | Norway Export | 66.4%
|  |  | France | FS | Celtic Link | 65.86%
|  |  | France | FS | Irish Thermal Celtic Link | 65.64%
|  |  | France | FS | European Central Case | 65.64%
|  |  | France | LW | Belgian Nuclear Downside | 78.75%
|  |  | France | LW | European Gas | 48.79%
|  |  | France | LW | European RES Downside | 70.79%
|  |  | France | LW | European RES Upside | 84.37%
|  |  | France | LW | French Nuclear | 59.35%
|  |  | France | LW | German Coal Downside | 76.57%
|  |  | France | LW | German Coal Upside | 82.98%
|  |  | France | LW | Irish Thermal | 81.66%
|  |  | France | LW | NL-BE-PL Gas Downside | 75.1%
|  |  | France | LW | Norway Export | 82.69%
|  |  | France | LW | Celtic Link | 81.77%
|  |  | France | LW | Irish Thermal Celtic Link | 82%
|  |  | France | LW | European Central Case | 81.93%
|  |  | France | ST | Belgian Nuclear Downside | 66.72%
|  |  | France | ST | European Gas | 36.59%
|  |  | France | ST | European RES Downside | 60.4%
|  |  | France | ST | European RES Upside | 73.64%
|  |  | France | ST | French Nuclear | 51.32%
|  |  | France | ST | German Coal Downside | 64.84%
|  |  | France | ST | German Coal Upside | 71.6%
|  |  | France | ST | Irish Thermal | 67.58%
|  |  | France | ST | NL-BE-PL Gas Downside | 64.57%
|  |  | France | ST | Norway Export | 69.92%
|  |  | France | ST | Celtic Link | 68.6%
|  |  | France | ST | Irish Thermal Celtic Link | 68.34%
|  |  | France | ST | European Central Case | 68.34%
|  |  | Ireland | CC | Belgian Nuclear Downside | 66.98%
|  |  | Ireland | CC | European Gas | 40.57%
|  |  | Ireland | CC | European RES Downside | 58.9%
|  |  | Ireland | CC | European RES Upside | 75.11%
|  |  | Ireland | CC | French Nuclear | 58.42%
|  |  | Ireland | CC | German Coal Downside | 66.45%
|  |  | Ireland | CC | German Coal Upside | 70.79%
|  |  | Ireland | CC | Irish Thermal | 31.85%
|  |  | Ireland | CC | NL-BE-PL Gas Downside | 65.22%
|  |  | Ireland | CC | Norway Export | 69.19%
|  |  | Ireland | CC | Celtic Link | 58.83%
|  |  | Ireland | CC | Irish Thermal Celtic Link | 21.6%
|  |  | Ireland | CC | European Central Case | 68.52%
|  |  | Ireland | CT | Belgian Nuclear Downside | 62.94%
|  |  | Ireland | CT | European Gas | 39.3%
|  |  | Ireland | CT | European RES Downside | 56.33%
|  |  | Ireland | CT | European RES Upside | 68%
|  |  | Ireland | CT | French Nuclear | 54.92%
|  |  | Ireland | CT | German Coal Downside | 62.21%
|  |  | Ireland | CT | German Coal Upside | 64.37%
|  |  | Ireland | CT | Irish Thermal | 32.05%
|  |  | Ireland | CT | NL-BE-PL Gas Downside | 61.35%
|  |  | Ireland | CT | Norway Export | 63.33%
|  |  | Ireland | CT | Celtic Link | 53.19%
|  |  | Ireland | CT | Irish Thermal Celtic Link | 22.12%
|  |  | Ireland | CT | European Central Case | 62.81%
|  |  | Ireland | FS | Belgian Nuclear Downside | 62.15%
|  |  | Ireland | FS | European Gas | 36.7%
|  |  | Ireland | FS | European RES Downside | 54.43%
|  |  | Ireland | FS | European RES Upside | 69.03%
|  |  | Ireland | FS | French Nuclear | 52.04%
|  |  | Ireland | FS | German Coal Downside | 61.82%
|  |  | Ireland | FS | German Coal Upside | 65.36%
|  |  | Ireland | FS | Irish Thermal | 29.21%
|  |  | Ireland | FS | NL-BE-PL Gas Downside | 60.76%
|  |  | Ireland | FS | Norway Export | 63.83%
|  |  | Ireland | FS | Celtic Link | 53.87%
|  |  | Ireland | FS | Irish Thermal Celtic Link | 20.45%
|  |  | Ireland | FS | European Central Case | 63.22%
|  |  | Ireland | LW | Belgian Nuclear Downside | 64.01%
|  |  | Ireland | LW | European Gas | 44.39%
|  |  | Ireland | LW | European RES Downside | 58.45%
|  |  | Ireland | LW | European RES Upside | 68.74%
|  |  | Ireland | LW | French Nuclear | 57.15%
|  |  | Ireland | LW | German Coal Downside | 63.89%
|  |  | Ireland | LW | German Coal Upside | 65.83%
|  |  | Ireland | LW | Irish Thermal | 37.06%
|  |  | Ireland | LW | NL-BE-PL Gas Downside | 62.59%
|  |  | Ireland | LW | Norway Export | 65.56%
|  |  | Ireland | LW | Celtic Link | 56.06%
|  |  | Ireland | LW | Irish Thermal Celtic Link | 26.08%
|  |  | Ireland | LW | European Central Case | 64.98%
|  |  | Ireland | ST | Belgian Nuclear Downside | 65.25%
|  |  | Ireland | ST | European Gas | 38.95%
|  |  | Ireland | ST | European RES Downside | 57.19%
|  |  | Ireland | ST | European RES Upside | 72.64%
|  |  | Ireland | ST | French Nuclear | 56.51%
|  |  | Ireland | ST | German Coal Downside | 64.59%
|  |  | Ireland | ST | German Coal Upside | 68.57%
|  |  | Ireland | ST | Irish Thermal | 30.52%
|  |  | Ireland | ST | NL-BE-PL Gas Downside | 63.62%
|  |  | Ireland | ST | Norway Export | 67.32%
|  |  | Ireland | ST | Celtic Link | 57.96%
|  |  | Ireland | ST | Irish Thermal Celtic Link | 20.68%
|  |  | Ireland | ST | European Central Case | 66.9%
|  |  | Netherlands | CC | Belgian Nuclear Downside | 89.94%
|  |  | Netherlands | CC | European Gas | 41.23%
|  |  | Netherlands | CC | European RES Downside | 88.53%
|  |  | Netherlands | CC | European RES Upside | 93.24%
|  |  | Netherlands | CC | French Nuclear | 89.49%
|  |  | Netherlands | CC | German Coal Downside | 87.92%
|  |  | Netherlands | CC | German Coal Upside | 93.38%
|  |  | Netherlands | CC | Irish Thermal | 91.17%
|  |  | Netherlands | CC | NL-BE-PL Gas Downside | 84.34%
|  |  | Netherlands | CC | Norway Export | 92.02%
|  |  | Netherlands | CC | Celtic Link | 92.32%
|  |  | Netherlands | CC | Irish Thermal Celtic Link | 92.93%
|  |  | Netherlands | CC | European Central Case | 89.98%
|  |  | Netherlands | CT | Belgian Nuclear Downside | 91.67%
|  |  | Netherlands | CT | European Gas | 46.81%
|  |  | Netherlands | CT | European RES Downside | 86.76%
|  |  | Netherlands | CT | European RES Upside | 95.01%
|  |  | Netherlands | CT | French Nuclear | 92.8%
|  |  | Netherlands | CT | German Coal Downside | 87.9%
|  |  | Netherlands | CT | German Coal Upside | 95.42%
|  |  | Netherlands | CT | Irish Thermal | 94.69%
|  |  | Netherlands | CT | NL-BE-PL Gas Downside | 82.24%
|  |  | Netherlands | CT | Norway Export | 95.1%
|  |  | Netherlands | CT | Celtic Link | 94.83%
|  |  | Netherlands | CT | Irish Thermal Celtic Link | 95.06%
|  |  | Netherlands | CT | European Central Case | 94.43%
|  |  | Netherlands | FS | Belgian Nuclear Downside | 94.08%
|  |  | Netherlands | FS | European Gas | 44.44%
|  |  | Netherlands | FS | European RES Downside | 90.59%
|  |  | Netherlands | FS | European RES Upside | 96.62%
|  |  | Netherlands | FS | French Nuclear | 91.37%
|  |  | Netherlands | FS | German Coal Downside | 91.38%
|  |  | Netherlands | FS | German Coal Upside | 96.98%
|  |  | Netherlands | FS | Irish Thermal | 90.95%
|  |  | Netherlands | FS | NL-BE-PL Gas Downside | 83.68%
|  |  | Netherlands | FS | Norway Export | 92.1%
|  |  | Netherlands | FS | Celtic Link | 92.65%
|  |  | Netherlands | FS | Irish Thermal Celtic Link | 93.84%
|  |  | Netherlands | FS | European Central Case | 91.37%
|  |  | Netherlands | LW | Belgian Nuclear Downside | 90.42%
|  |  | Netherlands | LW | European Gas | 50.35%
|  |  | Netherlands | LW | European RES Downside | 85.24%
|  |  | Netherlands | LW | European RES Upside | 94.99%
|  |  | Netherlands | LW | French Nuclear | 92.2%
|  |  | Netherlands | LW | German Coal Downside | 86.63%
|  |  | Netherlands | LW | German Coal Upside | 95.37%
|  |  | Netherlands | LW | Irish Thermal | 93.72%
|  |  | Netherlands | LW | NL-BE-PL Gas Downside | 82.09%
|  |  | Netherlands | LW | Norway Export | 94.63%
|  |  | Netherlands | LW | Celtic Link | 93.77%
|  |  | Netherlands | LW | Irish Thermal Celtic Link | 94.26%
|  |  | Netherlands | LW | European Central Case | 93.8%
|  |  | Netherlands | ST | Belgian Nuclear Downside | 87.99%
|  |  | Netherlands | ST | European Gas | 40.9%
|  |  | Netherlands | ST | European RES Downside | 84.84%
|  |  | Netherlands | ST | European RES Upside | 90.92%
|  |  | Netherlands | ST | French Nuclear | 88.31%
|  |  | Netherlands | ST | German Coal Downside | 84.8%
|  |  | Netherlands | ST | German Coal Upside | 92.8%
|  |  | Netherlands | ST | Irish Thermal | 89.25%
|  |  | Netherlands | ST | NL-BE-PL Gas Downside | 81.68%
|  |  | Netherlands | ST | Norway Export | 91.16%
|  |  | Netherlands | ST | Celtic Link | 92.59%
|  |  | Netherlands | ST | Irish Thermal Celtic Link | 91.73%
|  |  | Netherlands | ST | European Central Case | 88.88%
|  |  | Norway | CC | Belgian Nuclear Downside | 96.08%
|  |  | Norway | CC | European Gas | 96.06%
|  |  | Norway | CC | European RES Downside | 96.08%
|  |  | Norway | CC | European RES Upside | 96.08%
|  |  | Norway | CC | French Nuclear | 96.08%
|  |  | Norway | CC | German Coal Downside | 96.08%
|  |  | Norway | CC | German Coal Upside | 96.08%
|  |  | Norway | CC | Irish Thermal | 96.08%
|  |  | Norway | CC | NL-BE-PL Gas Downside | 96.08%
|  |  | Norway | CC | Norway Export | 74%
|  |  | Norway | CC | Celtic Link | 96.08%
|  |  | Norway | CC | Irish Thermal Celtic Link | 96.08%
|  |  | Norway | CC | European Central Case | 96.08%
|  |  | Norway | CT | Belgian Nuclear Downside | 97.82%
|  |  | Norway | CT | European Gas | 96.65%
|  |  | Norway | CT | European RES Downside | 97.42%
|  |  | Norway | CT | European RES Upside | 97.93%
|  |  | Norway | CT | French Nuclear | 97.88%
|  |  | Norway | CT | German Coal Downside | 97.59%
|  |  | Norway | CT | German Coal Upside | 98.04%
|  |  | Norway | CT | Irish Thermal | 97.78%
|  |  | Norway | CT | NL-BE-PL Gas Downside | 97.53%
|  |  | Norway | CT | Norway Export | 69.15%
|  |  | Norway | CT | Celtic Link | 97.86%
|  |  | Norway | CT | Irish Thermal Celtic Link | 97.89%
|  |  | Norway | CT | European Central Case | 97.71%
|  |  | Norway | FS | Belgian Nuclear Downside | 97.06%
|  |  | Norway | FS | European Gas | 97.06%
|  |  | Norway | FS | European RES Downside | 97.06%
|  |  | Norway | FS | European RES Upside | 97.06%
|  |  | Norway | FS | French Nuclear | 97.06%
|  |  | Norway | FS | German Coal Downside | 97.06%
|  |  | Norway | FS | German Coal Upside | 97.06%
|  |  | Norway | FS | Irish Thermal | 97.06%
|  |  | Norway | FS | NL-BE-PL Gas Downside | 97.06%
|  |  | Norway | FS | Norway Export | 75.71%
|  |  | Norway | FS | Celtic Link | 97.06%
|  |  | Norway | FS | Irish Thermal Celtic Link | 97.06%
|  |  | Norway | FS | European Central Case | 97.06%
|  |  | Norway | LW | Belgian Nuclear Downside | 97.2%
|  |  | Norway | LW | European Gas | 95.97%
|  |  | Norway | LW | European RES Downside | 95.82%
|  |  | Norway | LW | European RES Upside | 98.83%
|  |  | Norway | LW | French Nuclear | 98.58%
|  |  | Norway | LW | German Coal Downside | 95.81%
|  |  | Norway | LW | German Coal Upside | 98.7%
|  |  | Norway | LW | Irish Thermal | 98.56%
|  |  | Norway | LW | NL-BE-PL Gas Downside | 95.49%
|  |  | Norway | LW | Norway Export | 65.64%
|  |  | Norway | LW | Celtic Link | 98.6%
|  |  | Norway | LW | Irish Thermal Celtic Link | 98.84%
|  |  | Norway | LW | European Central Case | 98.5%
|  |  | Norway | ST | Belgian Nuclear Downside | 95.1%
|  |  | Norway | ST | European Gas | 95.04%
|  |  | Norway | ST | European RES Downside | 95.1%
|  |  | Norway | ST | European RES Upside | 95.1%
|  |  | Norway | ST | French Nuclear | 95.1%
|  |  | Norway | ST | German Coal Downside | 95.1%
|  |  | Norway | ST | German Coal Upside | 95.1%
|  |  | Norway | ST | Irish Thermal | 95.1%
|  |  | Norway | ST | NL-BE-PL Gas Downside | 95.1%
|  |  | Norway | ST | Norway Export | 72.96%
|  |  | Norway | ST | Celtic Link | 95.1%
|  |  | Norway | ST | Irish Thermal Celtic Link | 95.1%
|  |  | Norway | ST | European Central Case | 95.1%
This shape represents a table slicer. Table slicers are not supported in this version of Excel. If the shape was modified in an earlier version of Excel, or if the workbook was saved in Excel 2007 or earlier, the slicer can't be used.

## Figure 32
Figure 32: Proportion of modelled tight hours where a maximum percentage of interconnected capacity is available for the Base Case
Return to Main Menu
Return to Chapter Contents
ECR 2023
| Proportion of modelled tight hours | ECR 2022 | Belgium | Denmark | France | Ireland | Netherlands | Norway | Sum
| 0% | 13.59% | 0.3265% | 0.2211% | 0.01159% | 0.8216% | 7.435% | 0% | 8.816%
| 1% | 21.77% | 0.4111% | 0.3902% | 0% | 0.5554% | 1.885% | 9.944% | 13.19%
| 2% | 24.4% | 0% | 0% | 0% | 0% | 0% | 13.59% | 13.59%
| 3% | 26.62% | 0.3142% | 0.3766% | 0% | 0.6204% | 1.261% | 11.45% | 14.02%
| 4% | 28.16% | 1.508% | 2.277% | 0.06442% | 1.968% | 2.92% | 8.728% | 17.47%
| 5% | 28.16% | 3.123% | 2.131% | 0.2058% | 2.9% | 7.687% | 7.44% | 23.49%
| 6% | 28.16% | 0% | 13.45% | 0% | 0.1436% | 0% | 13.59% | 27.18%
| 7% | 28.16% | 0% | 13.59% | 0% | 0% | 0% | 13.59% | 27.18%
| 8% | 28.16% | 0.2961% | 5.589% | 0.09803% | 8.145% | 0.532% | 13.02% | 27.68%
| 9% | 31.05% | 0% | 0% | 0% | 14.56% | 0% | 13.59% | 28.16%
| 10% | 36.78% | 0.1759% | 1.488% | 0% | 12.42% | 0.8331% | 13.31% | 28.22%
| 11% | 42.72% | 0.9467% | 7.714% | 0.2741% | 7.153% | 2.172% | 11.95% | 30.21%
| 12% | 47.57% | 2.155% | 7.912% | 0.4318% | 5.983% | 6.346% | 10.73% | 33.56%
| 13% | 52.06% | 0.2568% | 13.08% | 0.02348% | 0.6145% | 9.589% | 13.23% | 36.8%
| 14% | 56.12% | 0.3043% | 13.05% | 0.001139% | 0.8875% | 9.609% | 13.24% | 37.09%
| 15% | 57.8% | 0.7722% | 10.03% | 0.4429% | 5.186% | 9.482% | 12.81% | 38.72%
| 16% | 60.38% | 0.9143% | 12.36% | 0.4093% | 6.139% | 8.148% | 12.88% | 40.85%
| 17% | 62.89% | 2.159% | 12.77% | 0.8106% | 5.92% | 9.272% | 12.52% | 43.45%
| 18% | 65.23% | 6.293% | 13.37% | 0.5892% | 3.341% | 9.549% | 13.16% | 46.3%
| 19% | 66.99% | 8.33% | 13.34% | 0.574% | 2.041% | 9.644% | 12.95% | 46.88%
| 20% | 66.99% | 6.903% | 13.52% | 0.703% | 4.444% | 9.58% | 13.38% | 48.53%
| 21% | 66.99% | 7.669% | 13.32% | 0.9172% | 5.484% | 9.597% | 13.38% | 50.37%
| 22% | 69.85% | 6.059% | 13.41% | 0.6006% | 8.439% | 9.658% | 13.38% | 51.54%
| 23% | 73.02% | 8.482% | 13.59% | 0.4369% | 7.097% | 9.693% | 13.59% | 52.89%
| 24% | 76.14% | 8.848% | 13.49% | 1.254% | 7.903% | 9.699% | 13.45% | 54.64%
| 25% | 77.84% | 9.105% | 13.5% | 1.716% | 8.774% | 9.709% | 13.52% | 56.33%
| 26% | 80.93% | 9.185% | 13.56% | 1.749% | 10.31% | 9.658% | 13.52% | 57.98%
| 27% | 83.69% | 9.237% | 13.54% | 2.155% | 11.7% | 9.709% | 13.52% | 59.87%
| 28% | 85.44% | 9.652% | 13.59% | 0.3631% | 14.19% | 9.709% | 13.59% | 61.1%
| 29% | 85.44% | 9.709% | 13.59% | 0% | 14.56% | 9.709% | 13.59% | 61.17%
| 30% | 85.44% | 9.534% | 13.56% | 2.49% | 12.81% | 9.675% | 13.38% | 61.45%
| 31% | 85.53% | 8.994% | 13.51% | 10.87% | 9.369% | 9.556% | 13.16% | 65.47%
| 32% | 86.34% | 8.594% | 13.48% | 16.51% | 9.196% | 9.594% | 13.23% | 70.61%
| 33% | 86.91% | 8.583% | 13.49% | 22.61% | 8.395% | 9.631% | 13.09% | 75.8%
| 34% | 87.71% | 8.929% | 13.59% | 26.06% | 8.799% | 9.706% | 13.38% | 80.46%
| 35% | 88.65% | 9.341% | 13.57% | 32.96% | 5.485% | 9.709% | 13.52% | 84.59%
| 36% | 89.74% | 9.709% | 13.59% | 38.64% | 0.2159% | 9.709% | 13.59% | 85.45%
| 37% | 90.29% | 9.692% | 13.59% | 37.3% | 2.169% | 9.709% | 13.59% | 86.05%
| 38% | 90.7% | 9.492% | 13.58% | 38% | 2.631% | 9.666% | 13.59% | 86.95%
| 39% | 91.57% | 9.702% | 13.59% | 37.94% | 3.303% | 9.709% | 13.59% | 87.84%
| 40% | 92.2% | 9.614% | 13.59% | 37.99% | 4.142% | 9.709% | 13.59% | 88.64%
| 41% | 92.79% | 9.65% | 13.59% | 38.18% | 4.717% | 9.709% | 13.59% | 89.43%
| 42% | 93.45% | 9.607% | 13.59% | 38.12% | 5.588% | 9.709% | 13.59% | 90.2%
| 43% | 94.06% | 9.649% | 13.59% | 38.25% | 6.056% | 9.709% | 13.59% | 90.85%
| 44% | 94.53% | 9.704% | 13.59% | 38.33% | 6.648% | 9.709% | 13.59% | 91.57%
| 45% | 95.02% | 9.669% | 13.59% | 38.55% | 7.2% | 9.709% | 13.59% | 92.31%
| 46% | 95.15% | 9.709% | 13.59% | 38.5% | 7.808% | 9.709% | 13.59% | 92.9%
| 47% | 95.32% | 9.702% | 13.59% | 38.57% | 8.347% | 9.709% | 13.59% | 93.51%
| 48% | 95.95% | 9.709% | 13.59% | 38.56% | 8.941% | 9.677% | 13.59% | 94.07%
| 49% | 96.65% | 9.709% | 13.59% | 38.64% | 9.509% | 9.692% | 13.59% | 94.73%
| 50% | 97.44% | 9.707% | 13.59% | 38.73% | 10.04% | 9.709% | 13.59% | 95.37%
| 51% | 98.28% | 9.709% | 13.59% | 38.73% | 10.74% | 9.687% | 13.59% | 96.05%
| 52% | 99.16% | 9.693% | 13.59% | 38.69% | 11.48% | 9.709% | 13.59% | 96.76%
| 53% | 99.77% | 9.697% | 13.59% | 38.73% | 12.15% | 9.709% | 13.59% | 97.47%
| 54% | 100% | 9.7% | 13.59% | 38.77% | 12.74% | 9.709% | 13.59% | 98.1%
| 55% | 100% | 9.701% | 13.59% | 38.78% | 13.44% | 9.709% | 13.59% | 98.81%
| 56% | 100% | 9.709% | 13.59% | 38.81% | 13.95% | 9.709% | 13.59% | 99.37%
| 57% | 100% | 9.708% | 13.59% | 38.83% | 14.35% | 9.709% | 13.59% | 99.78%
| 58% | 100% | 9.709% | 13.59% | 38.83% | 14.55% | 9.709% | 13.59% | 99.99%
| 59% | 100% | 9.709% | 13.59% | 38.83% | 14.56% | 9.709% | 13.59% | 100%
| 60% | 100% | 9.709% | 13.59% | 38.83% | 14.56% | 9.709% | 13.59% | 100%
| 61% | 100% | 9.709% | 13.59% | 38.83% | 14.56% | 9.709% | 13.59% | 100%
| 62% | 100% | 9.709% | 13.59% | 38.83% | 14.56% | 9.709% | 13.59% | 100%
| 63% | 100% | 9.709% | 13.59% | 38.83% | 14.56% | 9.709% | 13.59% | 100%
| 64% | 100% | 9.709% | 13.59% | 38.83% | 14.56% | 9.709% | 13.59% | 100%
| 65% | 100% | 9.709% | 13.59% | 38.83% | 14.56% | 9.709% | 13.59% | 100%
| 66% | 100% | 9.709% | 13.59% | 38.83% | 14.56% | 9.709% | 13.59% | 100%
| 67% | 100% | 9.709% | 13.59% | 38.83% | 14.56% | 9.709% | 13.59% | 100%
| 68% | 100% | 9.709% | 13.59% | 38.83% | 14.56% | 9.709% | 13.59% | 100%
| 69% | 100% | 9.709% | 13.59% | 38.83% | 14.56% | 9.709% | 13.59% | 100%
| 70% | 100% | 9.709% | 13.59% | 38.83% | 14.56% | 9.709% | 13.59% | 100%
| 71% | 100% | 9.709% | 13.59% | 38.83% | 14.56% | 9.709% | 13.59% | 100%
| 72% | 100% | 9.709% | 13.59% | 38.83% | 14.56% | 9.709% | 13.59% | 100%
| 73% | 100% | 9.709% | 13.59% | 38.83% | 14.56% | 9.709% | 13.59% | 100%
| 74% | 100% | 9.709% | 13.59% | 38.83% | 14.56% | 9.709% | 13.59% | 100%
| 75% | 100% | 9.709% | 13.59% | 38.83% | 14.56% | 9.709% | 13.59% | 100%
| 76% | 100% | 9.709% | 13.59% | 38.83% | 14.56% | 9.709% | 13.59% | 100%
| 77% | 100% | 9.709% | 13.59% | 38.83% | 14.56% | 9.709% | 13.59% | 100%
| 78% | 100% | 9.709% | 13.59% | 38.83% | 14.56% | 9.709% | 13.59% | 100%
| 79% | 100% | 9.709% | 13.59% | 38.83% | 14.56% | 9.709% | 13.59% | 100%
| 80% | 100% | 9.709% | 13.59% | 38.83% | 14.56% | 9.709% | 13.59% | 100%
| 81% | 100% | 9.709% | 13.59% | 38.83% | 14.56% | 9.709% | 13.59% | 100%
| 82% | 100% | 9.709% | 13.59% | 38.83% | 14.56% | 9.709% | 13.59% | 100%
| 83% | 100% | 9.709% | 13.59% | 38.83% | 14.56% | 9.709% | 13.59% | 100%
| 84% | 100% | 9.709% | 13.59% | 38.83% | 14.56% | 9.709% | 13.59% | 100%
| 85% | 100% | 9.709% | 13.59% | 38.83% | 14.56% | 9.709% | 13.59% | 100%
| 86% | 100% | 9.709% | 13.59% | 38.83% | 14.56% | 9.709% | 13.59% | 100%
| 87% | 100% | 9.709% | 13.59% | 38.83% | 14.56% | 9.709% | 13.59% | 100%
| 88% | 100% | 9.709% | 13.59% | 38.83% | 14.56% | 9.709% | 13.59% | 100%
| 89% | 100% | 9.709% | 13.59% | 38.83% | 14.56% | 9.709% | 13.59% | 100%
| 90% | 100% | 9.709% | 13.59% | 38.83% | 14.56% | 9.709% | 13.59% | 100%
| 91% | 100% | 9.709% | 13.59% | 38.83% | 14.56% | 9.709% | 13.59% | 100%
| 92% | 100% | 9.709% | 13.59% | 38.83% | 14.56% | 9.709% | 13.59% | 100%
| 93% | 100% | 9.709% | 13.59% | 38.83% | 14.56% | 9.709% | 13.59% | 100%
| 94% | 100% | 9.709% | 13.59% | 38.83% | 14.56% | 9.709% | 13.59% | 100%
| 95% | 100% | 9.709% | 13.59% | 38.83% | 14.56% | 9.709% | 13.59% | 100%
| 96% | 100% | 9.709% | 13.59% | 38.83% | 14.56% | 9.709% | 13.59% | 100%
| 97% | 100% | 9.709% | 13.59% | 38.83% | 14.56% | 9.709% | 13.59% | 100%
| 98% | 100% | 9.709% | 13.59% | 38.83% | 14.56% | 9.709% | 13.59% | 100%
| 99% | 100% | 9.709% | 13.59% | 38.83% | 14.56% | 9.709% | 13.59% | 100%
| 100% | 100% | 9.709% | 13.59% | 38.83% | 14.56% | 9.709% | 13.59% | 100%

## Table 17
Table 17: De-rating factor ranges by country for 2027/28
Return to Main Menu
Return to Chapter Contents
| Country | Minimum | Maximum
| Ireland | 20 | 75
| France | 33 | 84
| Belgium | 30 | 88
| Netherlands | 41 | 97
| Denmark | 60 | 97
| Norway | 66 | 99

## 6. T-1 Results
6. T-1 Results
# | Chapter | Title | Link
6 | 6. T-1 Results | Table 18: Modelled de-rated capacities and peak demands – 2024/25 | Table 18
|  | Figure 33: Regret Costs for scenarios and selected sensitivities – 2024/25 | Figure 33
|  | Figure 34: LWR outcome and other cases modelled comparison – 2024/25 | Figure 34
|  | Figure 35: Comparison with original T-1 requirement for 2024/25 (de-rated) | Figure 35
|  | Figure 36: Peak Demand Comparison (2023 ECR v 2020 ECR) | Figure 36
|  | Table 19: Sensitivity of T-1 LWR outcome to scenarios / sensitivities included in LWR | Table 19
|  | Figure 37: Sensitivity of LOLE to Capacity to Secure – 2024/25 | Figure 37

## Table 18
Table 18: Modelled de-rated capacities and peak demands – 2024/25
Return to Main Menu
Return to Chapter Contents
| Name | Graph Code | Capacity to Secure (GW) | Outside CM (GW) | Previously Contracted Capacity (GW) | Over Or Non Delivery (GW) in sensitivity | Total derated capacity (GW) | ACS Peak (GW) | Modelled Non Delivery (GW)
| Leading the Way | LW | 2.4358 | 59.2319 | 45.7405 | 0 | 61.6676 | 55.1 | 3.2912
| Over Delivery Sensitivity: 3600 | BC - 3600 | 3.4199 | 62.2344 | 45.8* | 3.6 | 65.6543 | 58.5 | 3.4605
| Warm Winter | BC_WARM | 3.7602 | 59.349 | 45.804 | 0 | 63.1093 | 58.5 | 3.1844
| Over Delivery Sensitivity: 3200 | BC - 3200 | 3.8199 | 61.8344 | 45.8* | 3.2 | 65.6543 | 58.5 | 3.4605
| Over Delivery Sensitivity: 2800 | BC - 2800 | 4.2199 | 61.4344 | 45.8* | 2.8 | 65.6543 | 58.5 | 3.4605
| Over Delivery Sensitivity: 2400 | BC - 2400 | 4.6199 | 61.0344 | 45.8* | 2.4 | 65.6543 | 58.5 | 3.4605
| Over Delivery Sensitivity: 2000 | BC - 2000 | 5.0199 | 60.6344 | 45.8* | 2 | 65.6543 | 58.5 | 3.4605
| Over Delivery Sensitivity: 1600 | BC - 1600 | 5.4199 | 60.2344 | 45.8* | 1.6 | 65.6543 | 58.5 | 3.4605
| Low Demand | BC_LOW_DEMAND | 5.6637 | 58.4618 | 45.7859 | 0 | 64.1256 | 57.2 | 3.2669
| Consumer Transformation | CT | 5.71 | 58.7579 | 45.7903 | 0 | 64.4679 | 57.5 | 3.2994
| Over Delivery Sensitivity: 1200 | BC - 1200 | 5.8199 | 59.8344 | 45.8* | 1.2 | 65.6543 | 58.5 | 3.4605
| Over Delivery Sensitivity: 800 | BC - 800 | 6.2199 | 59.4344 | 45.8* | 0.8 | 65.6543 | 58.5 | 3.4605
| High Availability | BC_HIGH_AVAIL | 6.4384 | 59.0046 | 46.2997 | 0 | 65.4429 | 58.5 | 3.3345
| Over Delivery Sensitivity: 400 | BC - 400 | 6.6199 | 59.0344 | 45.8* | 0.4 | 65.6543 | 58.5 | 3.4605
| Base Case | BC | 7.0199 | 58.6344 | 45.7894 | 0 | 65.6543 | 58.5 | 3.4605
| System Transformation | ST | 7.1976 | 58.7497 | 45.7894 | 0 | 65.9473 | 58.8 | 3.4518
| Non Delivery Sensitivity: -400 | BC +400 | 7.4199 | 58.2344 | 45.8* | -0.4 | 65.6543 | 58.5 | 3.4605
| Low Availability | BC_LOW_AVAIL | 7.809 | 57.9433 | 45.1513 | 0 | 65.7522 | 58.5 | 3.2653
| Non Delivery Sensitivity: -800 | BC +800 | 7.8199 | 57.8344 | 45.8* | -0.8 | 65.6543 | 58.5 | 3.4605
| Non Delivery Sensitivity: -1200 | BC +1200 | 8.2199 | 57.4344 | 45.8* | -1.2 | 65.6543 | 58.5 | 3.4605
| Cold Winter | BC_COLD | 8.3967 | 58.0429 | 45.7773 | 0 | 66.4396 | 58.5 | 3.4348
| Non Delivery Sensitivity: -1600 | BC +1600 | 8.6199 | 57.0344 | 45.8* | -1.6 | 65.6543 | 58.5 | 3.4605
| Non Delivery Sensitivity: -2000 | BC +2000 | 9.0199 | 56.6344 | 45.8* | -2 | 65.6543 | 58.5 | 3.4605
| Non Delivery Sensitivity: -2400 | BC +2400 | 9.4199 | 56.2344 | 45.8* | -2.4 | 65.6543 | 58.5 | 3.4605
| High Demand | BC_HIGH_DEMAND | 9.6129 | 58.7083 | 45.7909 | 0 | 68.3212 | 61 | 3.5521
| Non Delivery Sensitivity: -2800 | BC +2800 | 9.8199 | 55.8344 | 45.8* | -2.8 | 65.6543 | 58.5 | 3.4605
| Falling Short | FS | 10.4324 | 58.4145 | 45.4964 | 0 | 68.8469 | 61.8 | 3.2477
| LWR outcome (GW): | 7.4
* The previously contracted capacity figure assumes full delivery. Any over or non-delivery would be split between plants contracted in previous auctions and plants contracted in future auctions. As such this is accounted for in a separate column.

## Figure 33
Figure 33: Regret Costs for scenarios and selected sensitivities – 2024/25
Return to Main Menu
Return to Chapter Contents
Start with table of regret costs with prcured capactities in top rows
| Scenario / Sensitivity | Capacity to Secure (MW) | LW | BC_OVER_DEL_3600 | BC_WARM | BC_OVER_DEL_3200 | BC_OVER_DEL_2800 | BC_OVER_DEL_2400 | BC_OVER_DEL_2000 | BC_OVER_DEL_1600 | CT | BC_LOW_DEMAND | BC_OVER_DEL_1200 | BC_OVER_DEL_800 | BC_HIGH_AVAIL | BC_OVER_DEL_400 | BC | ST | BC_NON_DEL_400 | BC_LOW_AVAIL | BC_NON_DEL_800 | BC_NON_DEL_1200 | BC_COLD | BC_NON_DEL_1600 | BC_NON_DEL_2000 | BC_NON_DEL_2400 | BC_HIGH_DEMAND | BC_NON_DEL_2800 | FS |  | ST | CT | FS | LW | BC | BC_LOW_DEMAND | BC_HIGH_DEMAND | BC_LOW_AVAIL | BC_HIGH_AVAIL | BC_WARM | BC_COLD | BC_NON_DEL_400 | BC_NON_DEL_800 | BC_NON_DEL_1200 | BC_NON_DEL_1600 | BC_NON_DEL_2000 | BC_NON_DEL_2400 | BC_NON_DEL_2800 | BC_NON_DEL_3200 | BC_NON_DEL_3600 | BC_NON_DEL_4000 | BC_NON_DEL_4400 | BC_NON_DEL_4800 | BC_NON_DEL_6800 | BC_OVER_DEL_400 | BC_OVER_DEL_800 | BC_OVER_DEL_1200 | BC_OVER_DEL_1600 | BC_OVER_DEL_2000 | BC_OVER_DEL_2400 | BC_OVER_DEL_2800 | BC_OVER_DEL_3200 | BC_OVER_DEL_3600 | BC_OVER_DEL_4000 | BC_OVER_DEL_4400
| LW | 2400 | 0 | 18954537.5295 | 39930164.5445 | 38281987.1356 | 66057588.2774 | 103502917.2302 | 152481792.3413 | 215120109.3331 | 239221212.5414 | 274618731.3223 | 293278406.3812 | 389200491.7274 | 464906703.7864 | 505692331.4996 | 645884888.6219 | 619739438.5509 | 813323644.7357 | 975283566.7019 | 1011847466.2588 | 1246302201.8407 | 1380236274.378 | 1523725335.7344 | 1851528512.8698 | 2232625036.0405 | 2165734155.705 | 2673806497.8949 | 2298146569.0294 |  | 7200 | 5700 | 10400 | 2400 | 7000 | 5700 | 9600 | 7800 | 6400 | 3800 | 8400 | 7400 | 7800 | 8200 | 8600 | 9000 | 9400 | 9800 | 10200 | 10600 | 11000 | 11400 | 11800 | 13800 | 6600 | 6200 | 5800 | 5400 | 5000 | 4600 | 4200 | 3800 | 3400 | 3000 | 2600
| BC_OVER_DEL_3600 | 3400 | 11122964.1517 | 0 | 3672910.3388 | 3397907.6235 | 12143214.5016 | 27624471.3183 | 51047674.4291 | 83472933.6465 | 102493904.7998 | 113985278.3976 | 126410981.6514 | 181976317.5346 | 225168917.5907 | 252135339.9619 | 338852531.8674 | 341717297.1652 | 444687901.6329 | 555496364.0127 | 572613167.3811 | 725966510.9453 | 821117226.7945 | 908441126.161 | 1124185975.8797 | 1379131023.1385 | 1387229111.6646 | 1681173038.95 | 1552672096.5187 | ST | 0 | 42829974.6917 | 74457816.8781 | 619739438.5509 | 1311980.3699 | 42829974.6917 | 44430288.9159 | 2628851.3971 | 12364713.7811 | 261116033.1714 | 11231276.1549 | 57286.1376 | 2628851.3971 | 7781076.0267 | 15314481.0161 | 25408530.9792 | 37741847.8824 | 51430874.8139 | 66474927.8109 | 82697437.947 | 99819917.0086 | 117622721.558 | 135933908.9268 | 231431819.3877 | 7444654.6656 | 18856884.6174 | 37165533.5424 | 62353822.7908 | 95291632.0222 | 138436865.939 | 193529088.3946 | 261116033.1714 | 341717297.1652 | 438629963.1174 | 554385063.0947
| BC_WARM | 3800 | 20739854.7509 | 1128572.6135 | 0 | 0 | 3397907.6235 | 12143214.5016 | 27624471.3183 | 51047674.4291 | 67155456.8613 | 73427361.7765 | 83472933.6465 | 126410981.6514 | 160060264.7504 | 181976317.5346 | 252135339.9619 | 261116033.1714 | 338852531.8674 | 431908683.3272 | 444687901.6329 | 572613167.3811 | 654113458.7504 | 725966510.9453 | 908441126.161 | 1124185975.8797 | 1144313815.0446 | 1379131023.1385 | 1313511871.6631 | CT | 19456338.8134 | 0 | 142460809.3822 | 239221212.5414 | 14642584.5727 | 0 | 106851291.8314 | 36816413.4049 | 3622711.3927 | 67155456.8613 | 57832327.5155 | 24763445.2838 | 36816413.4049 | 50514795.4084 | 65438921.4333 | 81491261.6898 | 98263635.2321 | 115572115.5778 | 133381243.0531 | 151652293.1413 | 170267760.7783 | 189113851.7707 | 208178586.8938 | 305196377.5874 | 6633201.6601 | 1425004.2699 | 219588.4963 | 2253067.9631 | 9149847.1617 | 21415157.4339 | 40437305.9055 | 67155456.8613 | 102493904.7998 | 148085938.4249 | 205404554.295
| BC_OVER_DEL_3200 | 3800 | 20739854.7509 | 1128572.6135 | 0 | 0 | 3397907.6235 | 12143214.5016 | 27624471.3183 | 51047674.4291 | 67155456.8613 | 73427361.7765 | 83472933.6465 | 126410981.6514 | 160060264.7504 | 181976317.5346 | 252135339.9619 | 261116033.1714 | 338852531.8674 | 431908683.3272 | 444687901.6329 | 572613167.3811 | 654113458.7504 | 725966510.9453 | 908441126.161 | 1124185975.8797 | 1144313815.0446 | 1379131023.1385 | 1313511871.6631 | FS | 205486143.4558 | 526684318.5723 | 0 | 2298146569.0294 | 237241237.0292 | 526684318.5723 | 13461483.0754 | 127209996.096 | 350115762.6968 | 1313511871.6631 | 72187934.1674 | 176461644.3785 | 127209996.096 | 88435536.4398 | 58088503.7752 | 36279035.2576 | 20011663.8898 | 8104661.0296 | 1350410.0647 | 87218.0356 | 2090181.6238 | 7273435.1566 | 15644403.6361 | 86891835.932 | 309142727.6723 | 395075435.6203 | 498068229.3834 | 619303510.1567 | 758334807.9102 | 918075005.5418 | 1102582252.6943 | 1313511871.6631 | 1552672096.5187 | 1823721569.8039 | 2129879856.4423
| BC_OVER_DEL_2800 | 4200 | 32458510.5243 | 6095119.7036 | 940286.6091 | 1128572.6135 | 0 | 3397907.6235 | 12143214.5016 | 27624471.3183 | 40437305.9055 | 43385826.7843 | 51047674.4291 | 83472933.6465 | 108836944.7486 | 126410981.6514 | 181976317.5346 | 193529088.3946 | 252135339.9619 | 329248893.8458 | 338852531.8674 | 444687901.6329 | 513475125.8348 | 572613167.3811 | 725966510.9453 | 908441126.161 | 934382665.8465 | 1124185975.8797 | 1102582252.6943 | LW | 156831512.7805 | 89288904.9146 | 311161603.1238 | 0 | 147501301.7941 | 89288904.9146 | 272139231.6002 | 185187493.5085 | 119987399.6934 | 20739854.7509 | 213948597.563 | 166225813.623 | 185187493.5085 | 204328614.673 | 223598525.127 | 242972821.0261 | 262405964.3252 | 281882444.8919 | 301394252.7446 | 320935700.7012 | 340495655.9167 | 360068360.9048 | 379651022.1039 | 477625623.0669 | 129064616.4923 | 111031911.5997 | 93555163.0321 | 76769555.6593 | 60809455.0225 | 45919188.0814 | 32458510.5243 | 20739854.7509 | 11122964.1517 | 4139135.0617 | 387418.7365
| BC_OVER_DEL_2400 | 4600 | 45919188.0814 | 14183877.9281 | 5740941.7666 | 6095119.7036 | 1128572.6135 | 0 | 3397907.6235 | 12143214.5016 | 21415157.4339 | 22402967.2909 | 27624471.3183 | 51047674.4291 | 69672832.0286 | 83472933.6465 | 126410981.6514 | 138436865.939 | 181976317.5346 | 245279333.2037 | 252135339.9619 | 338852531.8674 | 396271262.3753 | 444687901.6329 | 572613167.3811 | 725966510.9453 | 754528353.7633 | 908441126.161 | 918075005.5418 | BC | 32309.2612 | 32697487.1259 | 92041529.2531 | 645884888.6219 | 0 | 32697487.1259 | 59242311.1891 | 6095119.7036 | 7022244.7802 | 252135339.9619 | 19314075.1242 | 1128572.6135 | 6095119.7036 | 14183877.9281 | 25021724.8071 | 37699038.9287 | 51737972.1052 | 67053341.4745 | 83510846.9003 | 100724419.8992 | 118553159.3521 | 136881869.1213 | 155578797.5963 | 251862099.9412 | 3397907.6235 | 12143214.5016 | 27624471.3183 | 51047674.4291 | 83472933.6465 | 126410981.6514 | 181976317.5346 | 252135339.9619 | 338852531.8674 | 444687901.6329 | 572613167.3811
| BC_OVER_DEL_2000 | 5000 | 60809455.0225 | 25021724.8071 | 13712490.9482 | 14183877.9281 | 6095119.7036 | 1128572.6135 | 0 | 3397907.6235 | 9149847.1617 | 9054869.0303 | 12143214.5016 | 27624471.3183 | 40933529.728 | 51047674.4291 | 83472933.6465 | 95291632.0222 | 126410981.6514 | 177322053.4846 | 181976317.5346 | 252135339.9619 | 299826295.1455 | 338852531.8674 | 444687901.6329 | 572613167.3811 | 601699836.1377 | 725966510.9453 | 758334807.9102 | BC_LOW_DEMAND | 23009534.4921 | 0 | 153098011.8021 | 274618731.3223 | 17615890.9489 | 0 | 116208450.3106 | 42181187.9886 | 5141143.4453 | 73427361.7765 | 64821988.2382 | 28942472.075 | 42181187.9886 | 56935472.2447 | 72968865.832 | 89821841.5571 | 107273255.5139 | 125272942.6066 | 143744714.7236 | 162511967.6604 | 181517964.0542 | 200708205.2961 | 220028654.9761 | 317544952.1178 | 8623561.6313 | 2458927.7709 | 44064.5143 | 1910320.8917 | 9054869.0303 | 22402967.2909 | 43385826.7843 | 73427361.7765 | 113985278.3976 | 166945648.9468 | 234545037.4433
| BC_OVER_DEL_1600 | 5400 | 76769555.6593 | 37699038.9287 | 24186031.0615 | 25021724.8071 | 14183877.9281 | 6095119.7036 | 1128572.6135 | 0 | 2253067.9631 | 1910320.8917 | 3397907.6235 | 12143214.5016 | 20816007.8132 | 27624471.3183 | 51047674.4291 | 62353822.7908 | 83472933.6465 | 123003568.7384 | 126410981.6514 | 181976317.5346 | 220992359.9388 | 252135339.9619 | 338852531.8674 | 444687901.6329 | 472208758.7085 | 572613167.3811 | 619303510.1567 | BC_HIGH_DEMAND | 117524641.4363 | 388790852.7206 | 6402883.1983 | 2165734155.705 | 142195272.1151 | 388790852.7206 | 0 | 60562980.4074 | 235409182.4978 | 1144313815.0446 | 25228467.6531 | 95843963.8831 | 60562980.4074 | 34706938.4748 | 17688161.2456 | 6984697.4596 | 1137876.2098 | 31356.1329 | 3417340.1543 | 10036306.389 | 19367940.9782 | 31080447.3437 | 44674893.2237 | 129134005.5406 | 200943427.7035 | 273729657.5457 | 363444495.9314 | 472208758.7085 | 601699836.1377 | 754528353.7633 | 934382665.8465 | 1144313815.0446 | 1387229111.6646 | 1667042287.0688 | 1988177843.4861
| CT | 5700 | 89288904.9146 | 48105945.8286 | 33386617.5796 | 34396235.2084 | 22104607.8553 | 11879579.4549 | 4542011.1226 | 452891.4695 | 0 | 0 | 403834.0165 | 5034813.5642 | 10515205.771 | 15326026.7786 | 32697487.1259 | 42829974.6917 | 58262829.8861 | 90284235.6167 | 93145684.8271 | 139033787.8619 | 171908523.0073 | 198078625.2177 | 272173018.1072 | 363407253.1629 | 388790852.7206 | 474476267.5641 | 526684318.5723 | BC_LOW_AVAIL | 6754013.9748 | 90284235.6167 | 59249921.5909 | 975283566.7019 | 11803975.6808 | 90284235.6167 | 31138033.8632 | 0 | 37169286.7822 | 431908683.3272 | 3924219.86 | 3207195.7034 | 0 | 1593677.4002 | 7004467.877 | 14971320.361 | 25203172.7826 | 37582820.2688 | 51734847.6926 | 67063354.6702 | 83480426.7729 | 100737522.064 | 118630768.7635 | 213180496.0905 | 26923135.4713 | 49401448.8452 | 80804218.5383 | 123003568.7384 | 177322053.4846 | 245279333.2037 | 329248893.8458 | 431908683.3272 | 555496364.0127 | 702704697.924 | 876911572.1941
| BC_LOW_DEMAND | 5700 | 89288904.9146 | 48105945.8286 | 33386617.5796 | 34396235.2084 | 22104607.8553 | 11879579.4549 | 4542011.1226 | 452891.4695 | 0 | 0 | 403834.0165 | 5034813.5642 | 10515205.771 | 15326026.7786 | 32697487.1259 | 42829974.6917 | 58262829.8861 | 90284235.6167 | 93145684.8271 | 139033787.8619 | 171908523.0073 | 198078625.2177 | 272173018.1072 | 363407253.1629 | 388790852.7206 | 474476267.5641 | 526684318.5723 | BC_HIGH_AVAIL | 5582660.352 | 10515205.771 | 117623129.0765 | 464906703.7864 | 2825068.4094 | 10515205.771 | 82589260.5391 | 18364452.2475 | 0 | 160060264.7504 | 36442893.2916 | 9138611.5527 | 18364452.2475 | 29895747.2784 | 43438176.6729 | 58396724.9946 | 74308540.5999 | 91078064.8011 | 108622473.0617 | 126719757.5729 | 145205787.2337 | 164022132.3038 | 183076962.0337 | 280091305.9496 | 63044.5862 | 1255423.641 | 7907499.9225 | 20816007.8132 | 40933529.728 | 69672832.0286 | 108836944.7486 | 160060264.7504 | 225168917.5907 | 306509210.6687 | 406755227.7113
| BC_OVER_DEL_1200 | 5800 | 93555163.0321 | 51737972.1052 | 36679197.1282 | 37699038.9287 | 25021724.8071 | 14183877.9281 | 6095119.7036 | 1128572.6135 | 219588.4963 | 44064.5143 | 0 | 3397907.6235 | 7907499.9225 | 12143214.5016 | 27624471.3183 | 37165533.5424 | 51047674.4291 | 80804218.5383 | 83472933.6465 | 126410981.6514 | 157315913.2671 | 181976317.5346 | 252135339.9619 | 338852531.8674 | 363444495.9314 | 444687901.6329 | 498068229.3834 | BC_WARM | 91392600.615 | 33386617.5796 | 241547979.9919 | 39930164.5445 | 82842985.2263 | 33386617.5796 | 202809865.1075 | 118012661.7551 | 58454161.1226 | 0 | 145700320.2764 | 100119041.1508 | 118012661.7551 | 136371195.9855 | 155105160.2455 | 174071505.1905 | 193195134.1656 | 212456674.5618 | 231832357.2824 | 251276631.4428 | 270771648.422 | 290304115.546 | 309861223.2589 | 407798174.9058 | 66348415.1528 | 50846732.6853 | 36679197.1282 | 24186031.0615 | 13712490.9482 | 5740941.7666 | 940286.6091 | 0 | 3672910.3388 | 12935884.4815 | 28961224.9196
| BC_OVER_DEL_800 | 6200 | 111031911.5997 | 67053341.4745 | 50846732.6853 | 51737972.1052 | 37699038.9287 | 25021724.8071 | 14183877.9281 | 6095119.7036 | 1425004.2699 | 2458927.7709 | 1128572.6135 | 0 | 1255423.641 | 3397907.6235 | 12143214.5016 | 18856884.6174 | 27624471.3183 | 49401448.8452 | 51047674.4291 | 83472933.6465 | 107216619.0524 | 126410981.6514 | 181976317.5346 | 252135339.9619 | 273729657.5457 | 338852531.8674 | 395075435.6203 | BC_COLD | 29696413.8733 | 171908523.0073 | 35134712.4732 | 1380236274.378 | 40723107.754 | 171908523.0073 | 12899553.9674 | 7892506.9073 | 86789302.4888 | 654113458.7504 | 0 | 20641719.1574 | 7892506.9073 | 1199613.5109 | 71103.8918 | 3043194.1034 | 8927858.79 | 17546617.3134 | 28741626.2321 | 41876761.1087 | 56456697.3256 | 72326862.5526 | 89186830.427 | 181580951.3361 | 69084740.8272 | 107216619.0524 | 157315913.2671 | 220992359.9388 | 299826295.1455 | 396271262.3753 | 513475125.8348 | 654113458.7504 | 821117226.7945 | 1018306201.2469 | 1249977082.9945
| BC_HIGH_AVAIL | 6400 | 119987399.6934 | 75150667.5108 | 58454161.1226 | 59242311.1891 | 44554638.881 | 31178219.5371 | 19314075.1242 | 9763940.013 | 3622711.3927 | 5141143.4453 | 3187927.1271 | 32309.2612 | 0 | 1097629.0071 | 7022244.7802 | 12364713.7811 | 18954537.5295 | 37169286.7822 | 38281987.1356 | 66057588.2774 | 86789302.4888 | 103502917.2302 | 152481792.3413 | 215120109.3331 | 235409182.4978 | 293278406.3812 | 350115762.6968 | BC_NON_DEL_400 | 1097629.0071 | 58262829.8861 | 75150667.5108 | 813323644.7357 | 3397907.6235 | 58262829.8861 | 44554638.881 | 1128572.6135 | 18954537.5295 | 338852531.8674 | 9763940.013 | 0 | 1128572.6135 | 6095119.7036 | 14183877.9281 | 25021724.8071 | 37699038.9287 | 51737972.1052 | 67053341.4745 | 83510846.9003 | 100724419.8992 | 118553159.3521 | 136881869.1213 | 232398700.0157 | 12143214.5016 | 27624471.3183 | 51047674.4291 | 83472933.6465 | 126410981.6514 | 181976317.5346 | 252135339.9619 | 338852531.8674 | 444687901.6329 | 572613167.3811 | 725966510.9453
| BC_OVER_DEL_400 | 6600 | 129064616.4923 | 83510846.9003 | 66348415.1528 | 67053341.4745 | 51737972.1052 | 37699038.9287 | 25021724.8071 | 14183877.9281 | 6633201.6601 | 8623561.6313 | 6095119.7036 | 1128572.6135 | 63044.5862 | 0 | 3397907.6235 | 7444654.6656 | 12143214.5016 | 26923135.4713 | 27624471.3183 | 51047674.4291 | 69084740.8272 | 83472933.6465 | 126410981.6514 | 181976317.5346 | 200943427.7035 | 252135339.9619 | 309142727.6723 | BC_NON_DEL_800 | 7022244.7802 | 93145684.8271 | 59242311.1891 | 1011847466.2588 | 12143214.5016 | 93145684.8271 | 31178219.5371 | 0 | 38281987.1356 | 444687901.6329 | 3187927.1271 | 3397907.6235 | 0 | 1128572.6135 | 6095119.7036 | 14183877.9281 | 25021724.8071 | 37699038.9287 | 51737972.1052 | 67053341.4745 | 83510846.9003 | 100724419.8992 | 118553159.3521 | 213002972.3069 | 27624471.3183 | 51047674.4291 | 83472933.6465 | 126410981.6514 | 181976317.5346 | 252135339.9619 | 338852531.8674 | 444687901.6329 | 572613167.3811 | 725966510.9453 | 908441126.161
| BC | 7000 | 147501301.7941 | 100724419.8992 | 82842985.2263 | 83510846.9003 | 67053341.4745 | 51737972.1052 | 37699038.9287 | 25021724.8071 | 14642584.5727 | 17615890.9489 | 14183877.9281 | 6095119.7036 | 2825068.4094 | 1128572.6135 | 0 | 1311980.3699 | 3397907.6235 | 11803975.6808 | 12143214.5016 | 27624471.3183 | 40723107.754 | 51047674.4291 | 83472933.6465 | 126410981.6514 | 142195272.1151 | 181976317.5346 | 237241237.0292 | BC_NON_DEL_1200 | 18954537.5295 | 139033787.8619 | 44554638.881 | 1246302201.8407 | 27624471.3183 | 139033787.8619 | 19314075.1242 | 3397907.6235 | 66057588.2774 | 572613167.3811 | 32309.2612 | 12143214.5016 | 3397907.6235 | 0 | 1128572.6135 | 6095119.7036 | 14183877.9281 | 25021724.8071 | 37699038.9287 | 51737972.1052 | 67053341.4745 | 83510846.9003 | 100724419.8992 | 193704636.4452 | 51047674.4291 | 83472933.6465 | 126410981.6514 | 181976317.5346 | 252135339.9619 | 338852531.8674 | 444687901.6329 | 572613167.3811 | 725966510.9453 | 908441126.161 | 1124185975.8797
| ST | 7200 | 156831512.7805 | 109566361.0319 | 91392600.615 | 92041529.2531 | 75150667.5108 | 59242311.1891 | 44554638.881 | 31178219.5371 | 19456338.8134 | 23009534.4921 | 19314075.1242 | 9763940.013 | 5582660.352 | 3187927.1271 | 32309.2612 | 0 | 1097629.0071 | 6754013.9748 | 7022244.7802 | 18954537.5295 | 29696413.8733 | 38281987.1356 | 66057588.2774 | 103502917.2302 | 117524641.4363 | 152481792.3413 | 205486143.4558 | BC_NON_DEL_1600 | 38281987.1356 | 198078625.2177 | 31178219.5371 | 1523725335.7344 | 51047674.4291 | 198078625.2177 | 9763940.013 | 12143214.5016 | 103502917.2302 | 725966510.9453 | 1097629.0071 | 27624471.3183 | 12143214.5016 | 3397907.6235 | 0 | 1128572.6135 | 6095119.7036 | 14183877.9281 | 25021724.8071 | 37699038.9287 | 51737972.1052 | 67053341.4745 | 83510846.9003 | 174544666.1046 | 83472933.6465 | 126410981.6514 | 181976317.5346 | 252135339.9619 | 338852531.8674 | 444687901.6329 | 572613167.3811 | 725966510.9453 | 908441126.161 | 1124185975.8797 | 1379131023.1385
| BC_NON_DEL_400 | 7400 | 166225813.623 | 118553159.3521 | 100119041.1508 | 100724419.8992 | 83510846.9003 | 67053341.4745 | 51737972.1052 | 37699038.9287 | 24763445.2838 | 28942472.075 | 25021724.8071 | 14183877.9281 | 9138611.5527 | 6095119.7036 | 1128572.6135 | 57286.1376 | 0 | 3207195.7034 | 3397907.6235 | 12143214.5016 | 20641719.1574 | 27624471.3183 | 51047674.4291 | 83472933.6465 | 95843963.8831 | 126410981.6514 | 176461644.3785 | BC_NON_DEL_2000 | 66057588.2774 | 272173018.1072 | 19314075.1242 | 1851528512.8698 | 83472933.6465 | 272173018.1072 | 3187927.1271 | 27624471.3183 | 152481792.3413 | 908441126.161 | 7022244.7802 | 51047674.4291 | 27624471.3183 | 12143214.5016 | 3397907.6235 | 0 | 1128572.6135 | 6095119.7036 | 14183877.9281 | 25021724.8071 | 37699038.9287 | 51737972.1052 | 67053341.4745 | 155578797.5963 | 126410981.6514 | 181976317.5346 | 252135339.9619 | 338852531.8674 | 444687901.6329 | 572613167.3811 | 725966510.9453 | 908441126.161 | 1124185975.8797 | 1379131023.1385 | 1681173038.95
| BC_LOW_AVAIL | 7800 | 185187493.5085 | 136881869.1213 | 118012661.7551 | 118553159.3521 | 100724419.8992 | 83510846.9003 | 67053341.4745 | 51737972.1052 | 36816413.4049 | 42181187.9886 | 37699038.9287 | 25021724.8071 | 18364452.2475 | 14183877.9281 | 6095119.7036 | 2628851.3971 | 1128572.6135 | 0 | 0 | 3397907.6235 | 7892506.9073 | 12143214.5016 | 27624471.3183 | 51047674.4291 | 60562980.4074 | 83472933.6465 | 127209996.096 | BC_NON_DEL_2400 | 103502917.2302 | 363407253.1629 | 9763940.013 | 2232625036.0405 | 126410981.6514 | 363407253.1629 | 32309.2612 | 51047674.4291 | 215120109.3331 | 1124185975.8797 | 18954537.5295 | 83472933.6465 | 51047674.4291 | 27624471.3183 | 12143214.5016 | 3397907.6235 | 0 | 1128572.6135 | 6095119.7036 | 14183877.9281 | 25021724.8071 | 37699038.9287 | 51737972.1052 | 136881869.1213 | 181976317.5346 | 252135339.9619 | 338852531.8674 | 444687901.6329 | 572613167.3811 | 725966510.9453 | 908441126.161 | 1124185975.8797 | 1379131023.1385 | 1681173038.95 | 2035045569.127
| BC_NON_DEL_800 | 7800 | 185187493.5085 | 136881869.1213 | 118012661.7551 | 118553159.3521 | 100724419.8992 | 83510846.9003 | 67053341.4745 | 51737972.1052 | 36816413.4049 | 42181187.9886 | 37699038.9287 | 25021724.8071 | 18364452.2475 | 14183877.9281 | 6095119.7036 | 2628851.3971 | 1128572.6135 | 0 | 0 | 3397907.6235 | 7892506.9073 | 12143214.5016 | 27624471.3183 | 51047674.4291 | 60562980.4074 | 83472933.6465 | 127209996.096 | BC_NON_DEL_2800 | 152481792.3413 | 474476267.5641 | 3187927.1271 | 2673806497.8949 | 181976317.5346 | 474476267.5641 | 1097629.0071 | 83472933.6465 | 293278406.3812 | 1379131023.1385 | 38281987.1356 | 126410981.6514 | 83472933.6465 | 51047674.4291 | 27624471.3183 | 12143214.5016 | 3397907.6235 | 0 | 1128572.6135 | 6095119.7036 | 14183877.9281 | 25021724.8071 | 37699038.9287 | 118553159.3521 | 252135339.9619 | 338852531.8674 | 444687901.6329 | 572613167.3811 | 725966510.9453 | 908441126.161 | 1124185975.8797 | 1379131023.1385 | 1681173038.95 | 2035045569.127 | 2445214626.4917
| BC_NON_DEL_1200 | 8200 | 204328614.673 | 155578797.5963 | 136371195.9855 | 136881869.1213 | 118553159.3521 | 100724419.8992 | 83510846.9003 | 67053341.4745 | 50514795.4084 | 56935472.2447 | 51737972.1052 | 37699038.9287 | 29895747.2784 | 25021724.8071 | 14183877.9281 | 7781076.0267 | 6095119.7036 | 1593677.4002 | 1128572.6135 | 0 | 1199613.5109 | 3397907.6235 | 12143214.5016 | 27624471.3183 | 34706938.4748 | 51047674.4291 | 88435536.4398 | BC_NON_DEL_3200 | 215120109.3331 | 608426758.4658 | 32309.2612 | 3183307827.0834 | 252135339.9619 | 608426758.4658 | 7022244.7802 | 126410981.6514 | 389200491.7274 | 1681173038.95 | 66057588.2774 | 181976317.5346 | 126410981.6514 | 83472933.6465 | 51047674.4291 | 27624471.3183 | 12143214.5016 | 3397907.6235 | 0 | 1128572.6135 | 6095119.7036 | 14183877.9281 | 25021724.8071 | 100724419.8992 | 338852531.8674 | 444687901.6329 | 572613167.3811 | 725966510.9453 | 908441126.161 | 1124185975.8797 | 1379131023.1385 | 1681173038.95 | 2035045569.127 | 2445214626.4917 | 2919467740.2142
| BC_COLD | 8400 | 213948597.563 | 165033296.286 | 145700320.2764 | 146191154.689 | 127664151.9151 | 109566361.0319 | 92041529.2531 | 75150667.5108 | 57832327.5155 | 64821988.2382 | 59242311.1891 | 44554638.881 | 36442893.2916 | 31178219.5371 | 19314075.1242 | 11231276.1549 | 9763940.013 | 3924219.86 | 3187927.1271 | 32309.2612 | 0 | 1097629.0071 | 7022244.7802 | 18954537.5295 | 25228467.6531 | 38281987.1356 | 72187934.1674 | BC_NON_DEL_3600 | 0 | 0 | 0 | 0 | 0 | 0 | 0 | 0 | 0 | 0 | 0 | 0 | 0 | 0 | 0 | 0 | 0 | 0 | 0 | 0 | 0 | 0 | 0 | 0 | 0 | 0 | 0 | 0 | 0 | 0 | 0 | 0 | 0 | 0 | 0
| BC_NON_DEL_1600 | 8600 | 223598525.127 | 174544666.1046 | 155105160.2455 | 155578797.5963 | 136881869.1213 | 118553159.3521 | 100724419.8992 | 83510846.9003 | 65438921.4333 | 72968865.832 | 67053341.4745 | 51737972.1052 | 43438176.6729 | 37699038.9287 | 25021724.8071 | 15314481.0161 | 14183877.9281 | 7004467.877 | 6095119.7036 | 1128572.6135 | 71103.8918 | 0 | 3397907.6235 | 12143214.5016 | 17688161.2456 | 27624471.3183 | 58088503.7752 | BC_NON_DEL_4000 | 0 | 0 | 0 | 0 | 0 | 0 | 0 | 0 | 0 | 0 | 0 | 0 | 0 | 0 | 0 | 0 | 0 | 0 | 0 | 0 | 0 | 0 | 0 | 0 | 0 | 0 | 0 | 0 | 0 | 0 | 0 | 0 | 0 | 0 | 0
| BC_NON_DEL_2000 | 9000 | 242972821.0261 | 193704636.4452 | 174071505.1905 | 174544666.1046 | 155578797.5963 | 136881869.1213 | 118553159.3521 | 100724419.8992 | 81491261.6898 | 89821841.5571 | 83510846.9003 | 67053341.4745 | 58396724.9946 | 51737972.1052 | 37699038.9287 | 25408530.9792 | 25021724.8071 | 14971320.361 | 14183877.9281 | 6095119.7036 | 3043194.1034 | 1128572.6135 | 0 | 3397907.6235 | 6984697.4596 | 12143214.5016 | 36279035.2576 | BC_NON_DEL_4400 | 0 | 0 | 0 | 0 | 0 | 0 | 0 | 0 | 0 | 0 | 0 | 0 | 0 | 0 | 0 | 0 | 0 | 0 | 0 | 0 | 0 | 0 | 0 | 0 | 0 | 0 | 0 | 0 | 0 | 0 | 0 | 0 | 0 | 0 | 0
| BC_NON_DEL_2400 | 9400 | 262405964.3252 | 213002972.3069 | 193195134.1656 | 193704636.4452 | 174544666.1046 | 155578797.5963 | 136881869.1213 | 118553159.3521 | 98263635.2321 | 107273255.5139 | 100724419.8992 | 83510846.9003 | 74308540.5999 | 67053341.4745 | 51737972.1052 | 37741847.8824 | 37699038.9287 | 25203172.7826 | 25021724.8071 | 14183877.9281 | 8927858.79 | 6095119.7036 | 1128572.6135 | 0 | 1137876.2098 | 3397907.6235 | 20011663.8898 | BC_NON_DEL_4800 | 0 | 0 | 0 | 0 | 0 | 0 | 0 | 0 | 0 | 0 | 0 | 0 | 0 | 0 | 0 | 0 | 0 | 0 | 0 | 0 | 0 | 0 | 0 | 0 | 0 | 0 | 0 | 0 | 0 | 0 | 0 | 0 | 0 | 0 | 0
| BC_HIGH_DEMAND | 9600 | 272139231.6002 | 222690747.4503 | 202809865.1075 | 203339370.6602 | 184104264.6043 | 165033296.286 | 146191154.689 | 127664151.9151 | 106851291.8314 | 116208450.3106 | 109566361.0319 | 92041529.2531 | 82589260.5391 | 75150667.5108 | 59242311.1891 | 44430288.9159 | 44554638.881 | 31138033.8632 | 31178219.5371 | 19314075.1242 | 12899553.9674 | 9763940.013 | 3187927.1271 | 32309.2612 | 0 | 1097629.0071 | 13461483.0754 | BC_NON_DEL_6800 | 0 | 0 | 0 | 0 | 0 | 0 | 0 | 0 | 0 | 0 | 0 | 0 | 0 | 0 | 0 | 0 | 0 | 0 | 0 | 0 | 0 | 0 | 0 | 0 | 0 | 0 | 0 | 0 | 0 | 0 | 0 | 0 | 0 | 0 | 0
| BC_NON_DEL_2800 | 9800 | 281882444.8919 | 232398700.0157 | 212456674.5618 | 213002972.3069 | 193704636.4452 | 174544666.1046 | 155578797.5963 | 136881869.1213 | 115572115.5778 | 125272942.6066 | 118553159.3521 | 100724419.8992 | 91078064.8011 | 83510846.9003 | 67053341.4745 | 51430874.8139 | 51737972.1052 | 37582820.2688 | 37699038.9287 | 25021724.8071 | 17546617.3134 | 14183877.9281 | 6095119.7036 | 1128572.6135 | 31356.1329 | 0 | 8104661.0296 | BC_OVER_DEL_400 | 3187927.1271 | 15326026.7786 | 109566361.0319 | 505692331.4996 | 1128572.6135 | 15326026.7786 | 75150667.5108 | 14183877.9281 | 1097629.0071 | 181976317.5346 | 31178219.5371 | 6095119.7036 | 14183877.9281 | 25021724.8071 | 37699038.9287 | 51737972.1052 | 67053341.4745 | 83510846.9003 | 100724419.8992 | 118553159.3521 | 136881869.1213 | 155578797.5963 | 174544666.1046 | 271371908.9309 | 0 | 3397907.6235 | 12143214.5016 | 27624471.3183 | 51047674.4291 | 83472933.6465 | 126410981.6514 | 181976317.5346 | 252135339.9619 | 338852531.8674 | 444687901.6329
| FS | 10400 | 311161603.1238 | 261612265.6315 | 241547979.9919 | 242123439.676 | 222690747.4503 | 203339370.6602 | 184104264.6043 | 165033296.286 | 142460809.3822 | 153098011.8021 | 146191154.689 | 127664151.9151 | 117623129.0765 | 109566361.0319 | 92041529.2531 | 74457816.8781 | 75150667.5108 | 59249921.5909 | 59242311.1891 | 44554638.881 | 35134712.4732 | 31178219.5371 | 19314075.1242 | 9763940.013 | 6402883.1983 | 3187927.1271 | 0 | BC_OVER_DEL_800 | 9763940.013 | 5034813.5642 | 127664151.9151 | 389200491.7274 | 6095119.7036 | 5034813.5642 | 92041529.2531 | 25021724.8071 | 32309.2612 | 126410981.6514 | 44554638.881 | 14183877.9281 | 25021724.8071 | 37699038.9287 | 51737972.1052 | 67053341.4745 | 83510846.9003 | 100724419.8992 | 118553159.3521 | 136881869.1213 | 155578797.5963 | 174544666.1046 | 193704636.4452 | 290913124.1271 | 1128572.6135 | 0 | 3397907.6235 | 12143214.5016 | 27624471.3183 | 51047674.4291 | 83472933.6465 | 126410981.6514 | 181976317.5346 | 252135339.9619 | 338852531.8674
[30 empty] | BC_OVER_DEL_1200 | 19314075.1242 | 403834.0165 | 146191154.689 | 293278406.3812 | 14183877.9281 | 403834.0165 | 109566361.0319 | 37699038.9287 | 3187927.1271 | 83472933.6465 | 59242311.1891 | 25021724.8071 | 37699038.9287 | 51737972.1052 | 67053341.4745 | 83510846.9003 | 100724419.8992 | 118553159.3521 | 136881869.1213 | 155578797.5963 | 174544666.1046 | 193704636.4452 | 213002972.3069 | 310475307.8635 | 6095119.7036 | 1128572.6135 | 0 | 3397907.6235 | 12143214.5016 | 27624471.3183 | 51047674.4291 | 83472933.6465 | 126410981.6514 | 181976317.5346 | 252135339.9619
[30 empty] | BC_OVER_DEL_1600 | 31178219.5371 | 452891.4695 | 165033296.286 | 215120109.3331 | 25021724.8071 | 452891.4695 | 127664151.9151 | 51737972.1052 | 9763940.013 | 51047674.4291 | 75150667.5108 | 37699038.9287 | 51737972.1052 | 67053341.4745 | 83510846.9003 | 100724419.8992 | 118553159.3521 | 136881869.1213 | 155578797.5963 | 174544666.1046 | 193704636.4452 | 213002972.3069 | 232398700.0157 | 330051301.3196 | 14183877.9281 | 6095119.7036 | 1128572.6135 | 0 | 3397907.6235 | 12143214.5016 | 27624471.3183 | 51047674.4291 | 83472933.6465 | 126410981.6514 | 181976317.5346
| Note: to read the regret cost table, each row corresponds to the scenario/sensitivity which sets the target capacity to procure (e.g. BC_NON_DEL_400 has a capacity to procure of 7400MW) and each column corresponds to scenario/sensitivity in which the regret cost is measured. The LWR outcome regret cost is highlighted in yellow. | [28 empty] | BC_OVER_DEL_2000 | 44554638.881 | 4542011.1226 | 184104264.6043 | 152481792.3413 | 37699038.9287 | 4542011.1226 | 146191154.689 | 67053341.4745 | 19314075.1242 | 27624471.3183 | 92041529.2531 | 51737972.1052 | 67053341.4745 | 83510846.9003 | 100724419.8992 | 118553159.3521 | 136881869.1213 | 155578797.5963 | 174544666.1046 | 193704636.4452 | 213002972.3069 | 232398700.0157 | 251862099.9412 | 349636264.797 | 25021724.8071 | 14183877.9281 | 6095119.7036 | 1128572.6135 | 0 | 3397907.6235 | 12143214.5016 | 27624471.3183 | 51047674.4291 | 83472933.6465 | 126410981.6514
[30 empty] | BC_OVER_DEL_2400 | 59242311.1891 | 11879579.4549 | 203339370.6602 | 103502917.2302 | 51737972.1052 | 11879579.4549 | 165033296.286 | 83510846.9003 | 31178219.5371 | 12143214.5016 | 109566361.0319 | 67053341.4745 | 83510846.9003 | 100724419.8992 | 118553159.3521 | 136881869.1213 | 155578797.5963 | 174544666.1046 | 193704636.4452 | 213002972.3069 | 232398700.0157 | 251862099.9412 | 271371908.9309 | 369226973.7506 | 37699038.9287 | 25021724.8071 | 14183877.9281 | 6095119.7036 | 1128572.6135 | 0 | 3397907.6235 | 12143214.5016 | 27624471.3183 | 51047674.4291 | 83472933.6465
[30 empty] | BC_OVER_DEL_2800 | 75150667.5108 | 22104607.8553 | 222690747.4503 | 66057588.2774 | 67053341.4745 | 22104607.8553 | 184104264.6043 | 100724419.8992 | 44554638.881 | 3397907.6235 | 127664151.9151 | 83510846.9003 | 100724419.8992 | 118553159.3521 | 136881869.1213 | 155578797.5963 | 174544666.1046 | 193704636.4452 | 213002972.3069 | 232398700.0157 | 251862099.9412 | 271371908.9309 | 290913124.1271 | 388821311.1319 | 51737972.1052 | 37699038.9287 | 25021724.8071 | 14183877.9281 | 6095119.7036 | 1128572.6135 | 0 | 3397907.6235 | 12143214.5016 | 27624471.3183 | 51047674.4291
[30 empty] | BC_OVER_DEL_3200 | 92041529.2531 | 34396235.2084 | 242123439.676 | 38281987.1356 | 83510846.9003 | 34396235.2084 | 203339370.6602 | 118553159.3521 | 59242311.1891 | 0 | 146191154.689 | 100724419.8992 | 118553159.3521 | 136881869.1213 | 155578797.5963 | 174544666.1046 | 193704636.4452 | 213002972.3069 | 232398700.0157 | 251862099.9412 | 271371908.9309 | 290913124.1271 | 310475307.8635 | 408417907.4831 | 67053341.4745 | 51737972.1052 | 37699038.9287 | 25021724.8071 | 14183877.9281 | 6095119.7036 | 1128572.6135 | 0 | 3397907.6235 | 12143214.5016 | 27624471.3183
[30 empty] | BC_OVER_DEL_3600 | 109566361.0319 | 48105945.8286 | 261612265.6315 | 18954537.5295 | 100724419.8992 | 48105945.8286 | 222690747.4503 | 136881869.1213 | 75150667.5108 | 1128572.6135 | 165033296.286 | 118553159.3521 | 136881869.1213 | 155578797.5963 | 174544666.1046 | 193704636.4452 | 213002972.3069 | 232398700.0157 | 251862099.9412 | 271371908.9309 | 290913124.1271 | 310475307.8635 | 330051301.3196 | 428015890.0962 | 83510846.9003 | 67053341.4745 | 51737972.1052 | 37699038.9287 | 25021724.8071 | 14183877.9281 | 6095119.7036 | 1128572.6135 | 0 | 3397907.6235 | 12143214.5016
[30 empty] | BC_OVER_DEL_4000 | 127664151.9151 | 63111215.7182 | 281139333.246 | 7022244.7802 | 118553159.3521 | 63111215.7182 | 242123439.676 | 155578797.5963 | 92041529.2531 | 6095119.7036 | 184104264.6043 | 136881869.1213 | 155578797.5963 | 174544666.1046 | 193704636.4452 | 213002972.3069 | 232398700.0157 | 251862099.9412 | 271371908.9309 | 290913124.1271 | 310475307.8635 | 330051301.3196 | 349636264.797 | 447614711.1448 | 100724419.8992 | 83510846.9003 | 67053341.4745 | 51737972.1052 | 37699038.9287 | 25021724.8071 | 14183877.9281 | 6095119.7036 | 1128572.6135 | 0 | 3397907.6235
[30 empty] | BC_OVER_DEL_4400 | 0 | 0 | 0 | 0 | 0 | 0 | 0 | 0 | 0 | 0 | 0 | 0 | 0 | 0 | 0 | 0 | 0 | 0 | 0 | 0 | 0 | 0 | 0 | 0 | 0 | 0 | 0 | 0 | 0 | 0 | 0 | 0 | 0 | 0 | 0
Remove cases that are excluded (i.e. weighting = 0 in column E)
[31 empty] | ST | CT | FS | LW | BC | BC_LOW_DEMAND | BC_HIGH_DEMAND | BC_LOW_AVAIL | BC_HIGH_AVAIL | BC_WARM | BC_COLD | BC_NON_DEL_400 | BC_NON_DEL_800 | BC_NON_DEL_1200 | BC_NON_DEL_1600 | BC_NON_DEL_2000 | BC_NON_DEL_2400 | BC_NON_DEL_2800 | BC_NON_DEL_3200 | BC_OVER_DEL_400 | BC_OVER_DEL_800 | BC_OVER_DEL_1200 | BC_OVER_DEL_1600 | BC_OVER_DEL_2000 | BC_OVER_DEL_2400 | BC_OVER_DEL_2800 | BC_OVER_DEL_3200 | BC_OVER_DEL_3600
[31 empty] | 7200 | 5700 | 10400 | 2400 | 7000 | 5700 | 9600 | 7800 | 6400 | 3800 | 8400 | 7400 | 7800 | 8200 | 8600 | 9000 | 9400 | 9800 | 10200 | 6600 | 6200 | 5800 | 5400 | 5000 | 4600 | 4200 | 3800 | 3400
[30 empty] | ST | 0 | 42829974.6917 | 74457816.8781 | 619739438.5509 | 1311980.3699 | 42829974.6917 | 44430288.9159 | 2628851.3971 | 12364713.7811 | 261116033.1714 | 11231276.1549 | 57286.1376 | 2628851.3971 | 7781076.0267 | 15314481.0161 | 25408530.9792 | 37741847.8824 | 51430874.8139 | 66474927.8109 | 7444654.6656 | 18856884.6174 | 37165533.5424 | 62353822.7908 | 95291632.0222 | 138436865.939 | 193529088.3946 | 261116033.1714 | 341717297.1652
[30 empty] | CT | 19456338.8134 | 0 | 142460809.3822 | 239221212.5414 | 14642584.5727 | 0 | 106851291.8314 | 36816413.4049 | 3622711.3927 | 67155456.8613 | 57832327.5155 | 24763445.2838 | 36816413.4049 | 50514795.4084 | 65438921.4333 | 81491261.6898 | 98263635.2321 | 115572115.5778 | 133381243.0531 | 6633201.6601 | 1425004.2699 | 219588.4963 | 2253067.9631 | 9149847.1617 | 21415157.4339 | 40437305.9055 | 67155456.8613 | 102493904.7998
[30 empty] | FS | 205486143.4558 | 526684318.5723 | 0 | 2298146569.0294 | 237241237.0292 | 526684318.5723 | 13461483.0754 | 127209996.096 | 350115762.6968 | 1313511871.6631 | 72187934.1674 | 176461644.3785 | 127209996.096 | 88435536.4398 | 58088503.7752 | 36279035.2576 | 20011663.8898 | 8104661.0296 | 1350410.0647 | 309142727.6723 | 395075435.6203 | 498068229.3834 | 619303510.1567 | 758334807.9102 | 918075005.5418 | 1102582252.6943 | 1313511871.6631 | 1552672096.5187
[30 empty] | LW | 156831512.7805 | 89288904.9146 | 311161603.1238 | 0 | 147501301.7941 | 89288904.9146 | 272139231.6002 | 185187493.5085 | 119987399.6934 | 20739854.7509 | 213948597.563 | 166225813.623 | 185187493.5085 | 204328614.673 | 223598525.127 | 242972821.0261 | 262405964.3252 | 281882444.8919 | 301394252.7446 | 129064616.4923 | 111031911.5997 | 93555163.0321 | 76769555.6593 | 60809455.0225 | 45919188.0814 | 32458510.5243 | 20739854.7509 | 11122964.1517
[30 empty] | BC | 32309.2612 | 32697487.1259 | 92041529.2531 | 645884888.6219 | 0 | 32697487.1259 | 59242311.1891 | 6095119.7036 | 7022244.7802 | 252135339.9619 | 19314075.1242 | 1128572.6135 | 6095119.7036 | 14183877.9281 | 25021724.8071 | 37699038.9287 | 51737972.1052 | 67053341.4745 | 83510846.9003 | 3397907.6235 | 12143214.5016 | 27624471.3183 | 51047674.4291 | 83472933.6465 | 126410981.6514 | 181976317.5346 | 252135339.9619 | 338852531.8674
[30 empty] | BC_LOW_DEMAND | 23009534.4921 | 0 | 153098011.8021 | 274618731.3223 | 17615890.9489 | 0 | 116208450.3106 | 42181187.9886 | 5141143.4453 | 73427361.7765 | 64821988.2382 | 28942472.075 | 42181187.9886 | 56935472.2447 | 72968865.832 | 89821841.5571 | 107273255.5139 | 125272942.6066 | 143744714.7236 | 8623561.6313 | 2458927.7709 | 44064.5143 | 1910320.8917 | 9054869.0303 | 22402967.2909 | 43385826.7843 | 73427361.7765 | 113985278.3976
[30 empty] | BC_HIGH_DEMAND | 117524641.4363 | 388790852.7206 | 6402883.1983 | 2165734155.705 | 142195272.1151 | 388790852.7206 | 0 | 60562980.4074 | 235409182.4978 | 1144313815.0446 | 25228467.6531 | 95843963.8831 | 60562980.4074 | 34706938.4748 | 17688161.2456 | 6984697.4596 | 1137876.2098 | 31356.1329 | 3417340.1543 | 200943427.7035 | 273729657.5457 | 363444495.9314 | 472208758.7085 | 601699836.1377 | 754528353.7633 | 934382665.8465 | 1144313815.0446 | 1387229111.6646
[30 empty] | BC_LOW_AVAIL | 6754013.9748 | 90284235.6167 | 59249921.5909 | 975283566.7019 | 11803975.6808 | 90284235.6167 | 31138033.8632 | 0 | 37169286.7822 | 431908683.3272 | 3924219.86 | 3207195.7034 | 0 | 1593677.4002 | 7004467.877 | 14971320.361 | 25203172.7826 | 37582820.2688 | 51734847.6926 | 26923135.4713 | 49401448.8452 | 80804218.5383 | 123003568.7384 | 177322053.4846 | 245279333.2037 | 329248893.8458 | 431908683.3272 | 555496364.0127
[30 empty] | BC_HIGH_AVAIL | 5582660.352 | 10515205.771 | 117623129.0765 | 464906703.7864 | 2825068.4094 | 10515205.771 | 82589260.5391 | 18364452.2475 | 0 | 160060264.7504 | 36442893.2916 | 9138611.5527 | 18364452.2475 | 29895747.2784 | 43438176.6729 | 58396724.9946 | 74308540.5999 | 91078064.8011 | 108622473.0617 | 63044.5862 | 1255423.641 | 7907499.9225 | 20816007.8132 | 40933529.728 | 69672832.0286 | 108836944.7486 | 160060264.7504 | 225168917.5907
[30 empty] | BC_WARM | 91392600.615 | 33386617.5796 | 241547979.9919 | 39930164.5445 | 82842985.2263 | 33386617.5796 | 202809865.1075 | 118012661.7551 | 58454161.1226 | 0 | 145700320.2764 | 100119041.1508 | 118012661.7551 | 136371195.9855 | 155105160.2455 | 174071505.1905 | 193195134.1656 | 212456674.5618 | 231832357.2824 | 66348415.1528 | 50846732.6853 | 36679197.1282 | 24186031.0615 | 13712490.9482 | 5740941.7666 | 940286.6091 | 0 | 3672910.3388
[30 empty] | BC_COLD | 29696413.8733 | 171908523.0073 | 35134712.4732 | 1380236274.378 | 40723107.754 | 171908523.0073 | 12899553.9674 | 7892506.9073 | 86789302.4888 | 654113458.7504 | 0 | 20641719.1574 | 7892506.9073 | 1199613.5109 | 71103.8918 | 3043194.1034 | 8927858.79 | 17546617.3134 | 28741626.2321 | 69084740.8272 | 107216619.0524 | 157315913.2671 | 220992359.9388 | 299826295.1455 | 396271262.3753 | 513475125.8348 | 654113458.7504 | 821117226.7945
[30 empty] | BC_NON_DEL_400 | 1097629.0071 | 58262829.8861 | 75150667.5108 | 813323644.7357 | 3397907.6235 | 58262829.8861 | 44554638.881 | 1128572.6135 | 18954537.5295 | 338852531.8674 | 9763940.013 | 0 | 1128572.6135 | 6095119.7036 | 14183877.9281 | 25021724.8071 | 37699038.9287 | 51737972.1052 | 67053341.4745 | 12143214.5016 | 27624471.3183 | 51047674.4291 | 83472933.6465 | 126410981.6514 | 181976317.5346 | 252135339.9619 | 338852531.8674 | 444687901.6329
[30 empty] | BC_NON_DEL_800 | 7022244.7802 | 93145684.8271 | 59242311.1891 | 1011847466.2588 | 12143214.5016 | 93145684.8271 | 31178219.5371 | 0 | 38281987.1356 | 444687901.6329 | 3187927.1271 | 3397907.6235 | 0 | 1128572.6135 | 6095119.7036 | 14183877.9281 | 25021724.8071 | 37699038.9287 | 51737972.1052 | 27624471.3183 | 51047674.4291 | 83472933.6465 | 126410981.6514 | 181976317.5346 | 252135339.9619 | 338852531.8674 | 444687901.6329 | 572613167.3811
[30 empty] | BC_NON_DEL_1200 | 18954537.5295 | 139033787.8619 | 44554638.881 | 1246302201.8407 | 27624471.3183 | 139033787.8619 | 19314075.1242 | 3397907.6235 | 66057588.2774 | 572613167.3811 | 32309.2612 | 12143214.5016 | 3397907.6235 | 0 | 1128572.6135 | 6095119.7036 | 14183877.9281 | 25021724.8071 | 37699038.9287 | 51047674.4291 | 83472933.6465 | 126410981.6514 | 181976317.5346 | 252135339.9619 | 338852531.8674 | 444687901.6329 | 572613167.3811 | 725966510.9453
[30 empty] | BC_NON_DEL_1600 | 38281987.1356 | 198078625.2177 | 31178219.5371 | 1523725335.7344 | 51047674.4291 | 198078625.2177 | 9763940.013 | 12143214.5016 | 103502917.2302 | 725966510.9453 | 1097629.0071 | 27624471.3183 | 12143214.5016 | 3397907.6235 | 0 | 1128572.6135 | 6095119.7036 | 14183877.9281 | 25021724.8071 | 83472933.6465 | 126410981.6514 | 181976317.5346 | 252135339.9619 | 338852531.8674 | 444687901.6329 | 572613167.3811 | 725966510.9453 | 908441126.161
[30 empty] | BC_NON_DEL_2000 | 66057588.2774 | 272173018.1072 | 19314075.1242 | 1851528512.8698 | 83472933.6465 | 272173018.1072 | 3187927.1271 | 27624471.3183 | 152481792.3413 | 908441126.161 | 7022244.7802 | 51047674.4291 | 27624471.3183 | 12143214.5016 | 3397907.6235 | 0 | 1128572.6135 | 6095119.7036 | 14183877.9281 | 126410981.6514 | 181976317.5346 | 252135339.9619 | 338852531.8674 | 444687901.6329 | 572613167.3811 | 725966510.9453 | 908441126.161 | 1124185975.8797
[30 empty] | BC_NON_DEL_2400 | 103502917.2302 | 363407253.1629 | 9763940.013 | 2232625036.0405 | 126410981.6514 | 363407253.1629 | 32309.2612 | 51047674.4291 | 215120109.3331 | 1124185975.8797 | 18954537.5295 | 83472933.6465 | 51047674.4291 | 27624471.3183 | 12143214.5016 | 3397907.6235 | 0 | 1128572.6135 | 6095119.7036 | 181976317.5346 | 252135339.9619 | 338852531.8674 | 444687901.6329 | 572613167.3811 | 725966510.9453 | 908441126.161 | 1124185975.8797 | 1379131023.1385
[30 empty] | BC_NON_DEL_2800 | 152481792.3413 | 474476267.5641 | 3187927.1271 | 2673806497.8949 | 181976317.5346 | 474476267.5641 | 1097629.0071 | 83472933.6465 | 293278406.3812 | 1379131023.1385 | 38281987.1356 | 126410981.6514 | 83472933.6465 | 51047674.4291 | 27624471.3183 | 12143214.5016 | 3397907.6235 | 0 | 1128572.6135 | 252135339.9619 | 338852531.8674 | 444687901.6329 | 572613167.3811 | 725966510.9453 | 908441126.161 | 1124185975.8797 | 1379131023.1385 | 1681173038.95
[30 empty] | BC_NON_DEL_3200 | 215120109.3331 | 608426758.4658 | 32309.2612 | 3183307827.0834 | 252135339.9619 | 608426758.4658 | 7022244.7802 | 126410981.6514 | 389200491.7274 | 1681173038.95 | 66057588.2774 | 181976317.5346 | 126410981.6514 | 83472933.6465 | 51047674.4291 | 27624471.3183 | 12143214.5016 | 3397907.6235 | 0 | 338852531.8674 | 444687901.6329 | 572613167.3811 | 725966510.9453 | 908441126.161 | 1124185975.8797 | 1379131023.1385 | 1681173038.95 | 2035045569.127
[30 empty] | BC_OVER_DEL_400 | 3187927.1271 | 15326026.7786 | 109566361.0319 | 505692331.4996 | 1128572.6135 | 15326026.7786 | 75150667.5108 | 14183877.9281 | 1097629.0071 | 181976317.5346 | 31178219.5371 | 6095119.7036 | 14183877.9281 | 25021724.8071 | 37699038.9287 | 51737972.1052 | 67053341.4745 | 83510846.9003 | 100724419.8992 | 0 | 3397907.6235 | 12143214.5016 | 27624471.3183 | 51047674.4291 | 83472933.6465 | 126410981.6514 | 181976317.5346 | 252135339.9619
[30 empty] | BC_OVER_DEL_800 | 9763940.013 | 5034813.5642 | 127664151.9151 | 389200491.7274 | 6095119.7036 | 5034813.5642 | 92041529.2531 | 25021724.8071 | 32309.2612 | 126410981.6514 | 44554638.881 | 14183877.9281 | 25021724.8071 | 37699038.9287 | 51737972.1052 | 67053341.4745 | 83510846.9003 | 100724419.8992 | 118553159.3521 | 1128572.6135 | 0 | 3397907.6235 | 12143214.5016 | 27624471.3183 | 51047674.4291 | 83472933.6465 | 126410981.6514 | 181976317.5346
[30 empty] | BC_OVER_DEL_1200 | 19314075.1242 | 403834.0165 | 146191154.689 | 293278406.3812 | 14183877.9281 | 403834.0165 | 109566361.0319 | 37699038.9287 | 3187927.1271 | 83472933.6465 | 59242311.1891 | 25021724.8071 | 37699038.9287 | 51737972.1052 | 67053341.4745 | 83510846.9003 | 100724419.8992 | 118553159.3521 | 136881869.1213 | 6095119.7036 | 1128572.6135 | 0 | 3397907.6235 | 12143214.5016 | 27624471.3183 | 51047674.4291 | 83472933.6465 | 126410981.6514
[30 empty] | BC_OVER_DEL_1600 | 31178219.5371 | 452891.4695 | 165033296.286 | 215120109.3331 | 25021724.8071 | 452891.4695 | 127664151.9151 | 51737972.1052 | 9763940.013 | 51047674.4291 | 75150667.5108 | 37699038.9287 | 51737972.1052 | 67053341.4745 | 83510846.9003 | 100724419.8992 | 118553159.3521 | 136881869.1213 | 155578797.5963 | 14183877.9281 | 6095119.7036 | 1128572.6135 | 0 | 3397907.6235 | 12143214.5016 | 27624471.3183 | 51047674.4291 | 83472933.6465
[30 empty] | BC_OVER_DEL_2000 | 44554638.881 | 4542011.1226 | 184104264.6043 | 152481792.3413 | 37699038.9287 | 4542011.1226 | 146191154.689 | 67053341.4745 | 19314075.1242 | 27624471.3183 | 92041529.2531 | 51737972.1052 | 67053341.4745 | 83510846.9003 | 100724419.8992 | 118553159.3521 | 136881869.1213 | 155578797.5963 | 174544666.1046 | 25021724.8071 | 14183877.9281 | 6095119.7036 | 1128572.6135 | 0 | 3397907.6235 | 12143214.5016 | 27624471.3183 | 51047674.4291
[30 empty] | BC_OVER_DEL_2400 | 59242311.1891 | 11879579.4549 | 203339370.6602 | 103502917.2302 | 51737972.1052 | 11879579.4549 | 165033296.286 | 83510846.9003 | 31178219.5371 | 12143214.5016 | 109566361.0319 | 67053341.4745 | 83510846.9003 | 100724419.8992 | 118553159.3521 | 136881869.1213 | 155578797.5963 | 174544666.1046 | 193704636.4452 | 37699038.9287 | 25021724.8071 | 14183877.9281 | 6095119.7036 | 1128572.6135 | 0 | 3397907.6235 | 12143214.5016 | 27624471.3183
[30 empty] | BC_OVER_DEL_2800 | 75150667.5108 | 22104607.8553 | 222690747.4503 | 66057588.2774 | 67053341.4745 | 22104607.8553 | 184104264.6043 | 100724419.8992 | 44554638.881 | 3397907.6235 | 127664151.9151 | 83510846.9003 | 100724419.8992 | 118553159.3521 | 136881869.1213 | 155578797.5963 | 174544666.1046 | 193704636.4452 | 213002972.3069 | 51737972.1052 | 37699038.9287 | 25021724.8071 | 14183877.9281 | 6095119.7036 | 1128572.6135 | 0 | 3397907.6235 | 12143214.5016
[30 empty] | BC_OVER_DEL_3200 | 92041529.2531 | 34396235.2084 | 242123439.676 | 38281987.1356 | 83510846.9003 | 34396235.2084 | 203339370.6602 | 118553159.3521 | 59242311.1891 | 0 | 146191154.689 | 100724419.8992 | 118553159.3521 | 136881869.1213 | 155578797.5963 | 174544666.1046 | 193704636.4452 | 213002972.3069 | 232398700.0157 | 67053341.4745 | 51737972.1052 | 37699038.9287 | 25021724.8071 | 14183877.9281 | 6095119.7036 | 1128572.6135 | 0 | 3397907.6235
[30 empty] | BC_OVER_DEL_3600 | 109566361.0319 | 48105945.8286 | 261612265.6315 | 18954537.5295 | 100724419.8992 | 48105945.8286 | 222690747.4503 | 136881869.1213 | 75150667.5108 | 1128572.6135 | 165033296.286 | 118553159.3521 | 136881869.1213 | 155578797.5963 | 174544666.1046 | 193704636.4452 | 213002972.3069 | 232398700.0157 | 251862099.9412 | 83510846.9003 | 67053341.4745 | 51737972.1052 | 37699038.9287 | 25021724.8071 | 14183877.9281 | 6095119.7036 | 1128572.6135 | 0
Transpose and sort on capacity requirement (low to high)
[30 empty] | Reqt | LW | BC_OVER_DEL_3600 | BC_WARM | BC_OVER_DEL_3200 | BC_OVER_DEL_2800 | BC_OVER_DEL_2400 | BC_OVER_DEL_2000 | BC_OVER_DEL_1600 | CT | BC_LOW_DEMAND | BC_OVER_DEL_1200 | BC_OVER_DEL_800 | BC_HIGH_AVAIL | BC_OVER_DEL_400 | BC | ST | BC_NON_DEL_400 | BC_LOW_AVAIL | BC_NON_DEL_800 | BC_NON_DEL_1200 | BC_COLD | BC_NON_DEL_1600 | BC_NON_DEL_2000 | BC_NON_DEL_2400 | BC_HIGH_DEMAND | BC_NON_DEL_2800 | BC_NON_DEL_3200 | FS
[31 empty] | 2400 | 3400 | 3800 | 3800 | 4200 | 4600 | 5000 | 5400 | 5700 | 5700 | 5800 | 6200 | 6400 | 6600 | 7000 | 7200 | 7400 | 7800 | 7800 | 8200 | 8400 | 8600 | 9000 | 9400 | 9600 | 9800 | 10200 | 10400
[30 empty] | 2400 | 0 | 18954537.5295 | 39930164.5445 | 38281987.1356 | 66057588.2774 | 103502917.2302 | 152481792.3413 | 215120109.3331 | 239221212.5414 | 274618731.3223 | 293278406.3812 | 389200491.7274 | 464906703.7864 | 505692331.4996 | 645884888.6219 | 619739438.5509 | 813323644.7357 | 975283566.7019 | 1011847466.2588 | 1246302201.8407 | 1380236274.378 | 1523725335.7344 | 1851528512.8698 | 2232625036.0405 | 2165734155.705 | 2673806497.8949 | 3183307827.0834 | 2298146569.0294
[30 empty] | 3400 | 11122964.1517 | 0 | 3672910.3388 | 3397907.6235 | 12143214.5016 | 27624471.3183 | 51047674.4291 | 83472933.6465 | 102493904.7998 | 113985278.3976 | 126410981.6514 | 181976317.5346 | 225168917.5907 | 252135339.9619 | 338852531.8674 | 341717297.1652 | 444687901.6329 | 555496364.0127 | 572613167.3811 | 725966510.9453 | 821117226.7945 | 908441126.161 | 1124185975.8797 | 1379131023.1385 | 1387229111.6646 | 1681173038.95 | 2035045569.127 | 1552672096.5187
[30 empty] | 3800 | 20739854.7509 | 1128572.6135 | 0 | 0 | 3397907.6235 | 12143214.5016 | 27624471.3183 | 51047674.4291 | 67155456.8613 | 73427361.7765 | 83472933.6465 | 126410981.6514 | 160060264.7504 | 181976317.5346 | 252135339.9619 | 261116033.1714 | 338852531.8674 | 431908683.3272 | 444687901.6329 | 572613167.3811 | 654113458.7504 | 725966510.9453 | 908441126.161 | 1124185975.8797 | 1144313815.0446 | 1379131023.1385 | 1681173038.95 | 1313511871.6631
[30 empty] | 3800 | 20739854.7509 | 1128572.6135 | 0 | 0 | 3397907.6235 | 12143214.5016 | 27624471.3183 | 51047674.4291 | 67155456.8613 | 73427361.7765 | 83472933.6465 | 126410981.6514 | 160060264.7504 | 181976317.5346 | 252135339.9619 | 261116033.1714 | 338852531.8674 | 431908683.3272 | 444687901.6329 | 572613167.3811 | 654113458.7504 | 725966510.9453 | 908441126.161 | 1124185975.8797 | 1144313815.0446 | 1379131023.1385 | 1681173038.95 | 1313511871.6631
[30 empty] | 4200 | 32458510.5243 | 6095119.7036 | 940286.6091 | 1128572.6135 | 0 | 3397907.6235 | 12143214.5016 | 27624471.3183 | 40437305.9055 | 43385826.7843 | 51047674.4291 | 83472933.6465 | 108836944.7486 | 126410981.6514 | 181976317.5346 | 193529088.3946 | 252135339.9619 | 329248893.8458 | 338852531.8674 | 444687901.6329 | 513475125.8348 | 572613167.3811 | 725966510.9453 | 908441126.161 | 934382665.8465 | 1124185975.8797 | 1379131023.1385 | 1102582252.6943
[30 empty] | 4600 | 45919188.0814 | 14183877.9281 | 5740941.7666 | 6095119.7036 | 1128572.6135 | 0 | 3397907.6235 | 12143214.5016 | 21415157.4339 | 22402967.2909 | 27624471.3183 | 51047674.4291 | 69672832.0286 | 83472933.6465 | 126410981.6514 | 138436865.939 | 181976317.5346 | 245279333.2037 | 252135339.9619 | 338852531.8674 | 396271262.3753 | 444687901.6329 | 572613167.3811 | 725966510.9453 | 754528353.7633 | 908441126.161 | 1124185975.8797 | 918075005.5418
[30 empty] | 5000 | 60809455.0225 | 25021724.8071 | 13712490.9482 | 14183877.9281 | 6095119.7036 | 1128572.6135 | 0 | 3397907.6235 | 9149847.1617 | 9054869.0303 | 12143214.5016 | 27624471.3183 | 40933529.728 | 51047674.4291 | 83472933.6465 | 95291632.0222 | 126410981.6514 | 177322053.4846 | 181976317.5346 | 252135339.9619 | 299826295.1455 | 338852531.8674 | 444687901.6329 | 572613167.3811 | 601699836.1377 | 725966510.9453 | 908441126.161 | 758334807.9102
[30 empty] | 5400 | 76769555.6593 | 37699038.9287 | 24186031.0615 | 25021724.8071 | 14183877.9281 | 6095119.7036 | 1128572.6135 | 0 | 2253067.9631 | 1910320.8917 | 3397907.6235 | 12143214.5016 | 20816007.8132 | 27624471.3183 | 51047674.4291 | 62353822.7908 | 83472933.6465 | 123003568.7384 | 126410981.6514 | 181976317.5346 | 220992359.9388 | 252135339.9619 | 338852531.8674 | 444687901.6329 | 472208758.7085 | 572613167.3811 | 725966510.9453 | 619303510.1567
[30 empty] | 5700 | 89288904.9146 | 48105945.8286 | 33386617.5796 | 34396235.2084 | 22104607.8553 | 11879579.4549 | 4542011.1226 | 452891.4695 | 0 | 0 | 403834.0165 | 5034813.5642 | 10515205.771 | 15326026.7786 | 32697487.1259 | 42829974.6917 | 58262829.8861 | 90284235.6167 | 93145684.8271 | 139033787.8619 | 171908523.0073 | 198078625.2177 | 272173018.1072 | 363407253.1629 | 388790852.7206 | 474476267.5641 | 608426758.4658 | 526684318.5723
[30 empty] | 5700 | 89288904.9146 | 48105945.8286 | 33386617.5796 | 34396235.2084 | 22104607.8553 | 11879579.4549 | 4542011.1226 | 452891.4695 | 0 | 0 | 403834.0165 | 5034813.5642 | 10515205.771 | 15326026.7786 | 32697487.1259 | 42829974.6917 | 58262829.8861 | 90284235.6167 | 93145684.8271 | 139033787.8619 | 171908523.0073 | 198078625.2177 | 272173018.1072 | 363407253.1629 | 388790852.7206 | 474476267.5641 | 608426758.4658 | 526684318.5723
[30 empty] | 5800 | 93555163.0321 | 51737972.1052 | 36679197.1282 | 37699038.9287 | 25021724.8071 | 14183877.9281 | 6095119.7036 | 1128572.6135 | 219588.4963 | 44064.5143 | 0 | 3397907.6235 | 7907499.9225 | 12143214.5016 | 27624471.3183 | 37165533.5424 | 51047674.4291 | 80804218.5383 | 83472933.6465 | 126410981.6514 | 157315913.2671 | 181976317.5346 | 252135339.9619 | 338852531.8674 | 363444495.9314 | 444687901.6329 | 572613167.3811 | 498068229.3834
[30 empty] | 6200 | 111031911.5997 | 67053341.4745 | 50846732.6853 | 51737972.1052 | 37699038.9287 | 25021724.8071 | 14183877.9281 | 6095119.7036 | 1425004.2699 | 2458927.7709 | 1128572.6135 | 0 | 1255423.641 | 3397907.6235 | 12143214.5016 | 18856884.6174 | 27624471.3183 | 49401448.8452 | 51047674.4291 | 83472933.6465 | 107216619.0524 | 126410981.6514 | 181976317.5346 | 252135339.9619 | 273729657.5457 | 338852531.8674 | 444687901.6329 | 395075435.6203
[30 empty] | 6400 | 119987399.6934 | 75150667.5108 | 58454161.1226 | 59242311.1891 | 44554638.881 | 31178219.5371 | 19314075.1242 | 9763940.013 | 3622711.3927 | 5141143.4453 | 3187927.1271 | 32309.2612 | 0 | 1097629.0071 | 7022244.7802 | 12364713.7811 | 18954537.5295 | 37169286.7822 | 38281987.1356 | 66057588.2774 | 86789302.4888 | 103502917.2302 | 152481792.3413 | 215120109.3331 | 235409182.4978 | 293278406.3812 | 389200491.7274 | 350115762.6968
[30 empty] | 6600 | 129064616.4923 | 83510846.9003 | 66348415.1528 | 67053341.4745 | 51737972.1052 | 37699038.9287 | 25021724.8071 | 14183877.9281 | 6633201.6601 | 8623561.6313 | 6095119.7036 | 1128572.6135 | 63044.5862 | 0 | 3397907.6235 | 7444654.6656 | 12143214.5016 | 26923135.4713 | 27624471.3183 | 51047674.4291 | 69084740.8272 | 83472933.6465 | 126410981.6514 | 181976317.5346 | 200943427.7035 | 252135339.9619 | 338852531.8674 | 309142727.6723
[30 empty] | 7000 | 147501301.7941 | 100724419.8992 | 82842985.2263 | 83510846.9003 | 67053341.4745 | 51737972.1052 | 37699038.9287 | 25021724.8071 | 14642584.5727 | 17615890.9489 | 14183877.9281 | 6095119.7036 | 2825068.4094 | 1128572.6135 | 0 | 1311980.3699 | 3397907.6235 | 11803975.6808 | 12143214.5016 | 27624471.3183 | 40723107.754 | 51047674.4291 | 83472933.6465 | 126410981.6514 | 142195272.1151 | 181976317.5346 | 252135339.9619 | 237241237.0292
[30 empty] | 7200 | 156831512.7805 | 109566361.0319 | 91392600.615 | 92041529.2531 | 75150667.5108 | 59242311.1891 | 44554638.881 | 31178219.5371 | 19456338.8134 | 23009534.4921 | 19314075.1242 | 9763940.013 | 5582660.352 | 3187927.1271 | 32309.2612 | 0 | 1097629.0071 | 6754013.9748 | 7022244.7802 | 18954537.5295 | 29696413.8733 | 38281987.1356 | 66057588.2774 | 103502917.2302 | 117524641.4363 | 152481792.3413 | 215120109.3331 | 205486143.4558
[30 empty] | 7400 | 166225813.623 | 118553159.3521 | 100119041.1508 | 100724419.8992 | 83510846.9003 | 67053341.4745 | 51737972.1052 | 37699038.9287 | 24763445.2838 | 28942472.075 | 25021724.8071 | 14183877.9281 | 9138611.5527 | 6095119.7036 | 1128572.6135 | 57286.1376 | 0 | 3207195.7034 | 3397907.6235 | 12143214.5016 | 20641719.1574 | 27624471.3183 | 51047674.4291 | 83472933.6465 | 95843963.8831 | 126410981.6514 | 181976317.5346 | 176461644.3785
[30 empty] | 7800 | 185187493.5085 | 136881869.1213 | 118012661.7551 | 118553159.3521 | 100724419.8992 | 83510846.9003 | 67053341.4745 | 51737972.1052 | 36816413.4049 | 42181187.9886 | 37699038.9287 | 25021724.8071 | 18364452.2475 | 14183877.9281 | 6095119.7036 | 2628851.3971 | 1128572.6135 | 0 | 0 | 3397907.6235 | 7892506.9073 | 12143214.5016 | 27624471.3183 | 51047674.4291 | 60562980.4074 | 83472933.6465 | 126410981.6514 | 127209996.096
[30 empty] | 7800 | 185187493.5085 | 136881869.1213 | 118012661.7551 | 118553159.3521 | 100724419.8992 | 83510846.9003 | 67053341.4745 | 51737972.1052 | 36816413.4049 | 42181187.9886 | 37699038.9287 | 25021724.8071 | 18364452.2475 | 14183877.9281 | 6095119.7036 | 2628851.3971 | 1128572.6135 | 0 | 0 | 3397907.6235 | 7892506.9073 | 12143214.5016 | 27624471.3183 | 51047674.4291 | 60562980.4074 | 83472933.6465 | 126410981.6514 | 127209996.096
[30 empty] | 8200 | 204328614.673 | 155578797.5963 | 136371195.9855 | 136881869.1213 | 118553159.3521 | 100724419.8992 | 83510846.9003 | 67053341.4745 | 50514795.4084 | 56935472.2447 | 51737972.1052 | 37699038.9287 | 29895747.2784 | 25021724.8071 | 14183877.9281 | 7781076.0267 | 6095119.7036 | 1593677.4002 | 1128572.6135 | 0 | 1199613.5109 | 3397907.6235 | 12143214.5016 | 27624471.3183 | 34706938.4748 | 51047674.4291 | 83472933.6465 | 88435536.4398
[30 empty] | 8400 | 213948597.563 | 165033296.286 | 145700320.2764 | 146191154.689 | 127664151.9151 | 109566361.0319 | 92041529.2531 | 75150667.5108 | 57832327.5155 | 64821988.2382 | 59242311.1891 | 44554638.881 | 36442893.2916 | 31178219.5371 | 19314075.1242 | 11231276.1549 | 9763940.013 | 3924219.86 | 3187927.1271 | 32309.2612 | 0 | 1097629.0071 | 7022244.7802 | 18954537.5295 | 25228467.6531 | 38281987.1356 | 66057588.2774 | 72187934.1674
[30 empty] | 8600 | 223598525.127 | 174544666.1046 | 155105160.2455 | 155578797.5963 | 136881869.1213 | 118553159.3521 | 100724419.8992 | 83510846.9003 | 65438921.4333 | 72968865.832 | 67053341.4745 | 51737972.1052 | 43438176.6729 | 37699038.9287 | 25021724.8071 | 15314481.0161 | 14183877.9281 | 7004467.877 | 6095119.7036 | 1128572.6135 | 71103.8918 | 0 | 3397907.6235 | 12143214.5016 | 17688161.2456 | 27624471.3183 | 51047674.4291 | 58088503.7752
[30 empty] | 9000 | 242972821.0261 | 193704636.4452 | 174071505.1905 | 174544666.1046 | 155578797.5963 | 136881869.1213 | 118553159.3521 | 100724419.8992 | 81491261.6898 | 89821841.5571 | 83510846.9003 | 67053341.4745 | 58396724.9946 | 51737972.1052 | 37699038.9287 | 25408530.9792 | 25021724.8071 | 14971320.361 | 14183877.9281 | 6095119.7036 | 3043194.1034 | 1128572.6135 | 0 | 3397907.6235 | 6984697.4596 | 12143214.5016 | 27624471.3183 | 36279035.2576
[30 empty] | 9400 | 262405964.3252 | 213002972.3069 | 193195134.1656 | 193704636.4452 | 174544666.1046 | 155578797.5963 | 136881869.1213 | 118553159.3521 | 98263635.2321 | 107273255.5139 | 100724419.8992 | 83510846.9003 | 74308540.5999 | 67053341.4745 | 51737972.1052 | 37741847.8824 | 37699038.9287 | 25203172.7826 | 25021724.8071 | 14183877.9281 | 8927858.79 | 6095119.7036 | 1128572.6135 | 0 | 1137876.2098 | 3397907.6235 | 12143214.5016 | 20011663.8898
[30 empty] | 9600 | 272139231.6002 | 222690747.4503 | 202809865.1075 | 203339370.6602 | 184104264.6043 | 165033296.286 | 146191154.689 | 127664151.9151 | 106851291.8314 | 116208450.3106 | 109566361.0319 | 92041529.2531 | 82589260.5391 | 75150667.5108 | 59242311.1891 | 44430288.9159 | 44554638.881 | 31138033.8632 | 31178219.5371 | 19314075.1242 | 12899553.9674 | 9763940.013 | 3187927.1271 | 32309.2612 | 0 | 1097629.0071 | 7022244.7802 | 13461483.0754
[30 empty] | 9800 | 281882444.8919 | 232398700.0157 | 212456674.5618 | 213002972.3069 | 193704636.4452 | 174544666.1046 | 155578797.5963 | 136881869.1213 | 115572115.5778 | 125272942.6066 | 118553159.3521 | 100724419.8992 | 91078064.8011 | 83510846.9003 | 67053341.4745 | 51430874.8139 | 51737972.1052 | 37582820.2688 | 37699038.9287 | 25021724.8071 | 17546617.3134 | 14183877.9281 | 6095119.7036 | 1128572.6135 | 31356.1329 | 0 | 3397907.6235 | 8104661.0296
[30 empty] | 10200 | 301394252.7446 | 251862099.9412 | 231832357.2824 | 232398700.0157 | 213002972.3069 | 193704636.4452 | 174544666.1046 | 155578797.5963 | 133381243.0531 | 143744714.7236 | 136881869.1213 | 118553159.3521 | 108622473.0617 | 100724419.8992 | 83510846.9003 | 66474927.8109 | 67053341.4745 | 51734847.6926 | 51737972.1052 | 37699038.9287 | 28741626.2321 | 25021724.8071 | 14183877.9281 | 6095119.7036 | 3417340.1543 | 1128572.6135 | 0 | 1350410.0647
[30 empty] | 10400 | 311161603.1238 | 261612265.6315 | 241547979.9919 | 242123439.676 | 222690747.4503 | 203339370.6602 | 184104264.6043 | 165033296.286 | 142460809.3822 | 153098011.8021 | 146191154.689 | 127664151.9151 | 117623129.0765 | 109566361.0319 | 92041529.2531 | 74457816.8781 | 75150667.5108 | 59249921.5909 | 59242311.1891 | 44554638.881 | 35134712.4732 | 31178219.5371 | 19314075.1242 | 9763940.013 | 6402883.1983 | 3187927.1271 | 32309.2612 | 0

## Figure 34
Figure 34: LWR outcome and other cases modelled comparison – 2024/25
Return to Main Menu
Return to Chapter Contents
| Name | Graph Code | Capacity to Secure (GW) | Outside CM (GW) | Previously Contracted Capacity (GW) | Over Or Non Delivery (GW) in sensitivity | Total derated capacity (GW) | ACS Peak (GW)
| Leading the Way | LW | 2.4358 | 59.2319 | 45.7405 | 0 | 61.6676 | 55.1
| Over Delivery Sensitivity: 3600 | BC - 3600 | 3.4199 | 62.2344 | 45.8* | 3.6 | 65.6543 | 58.5
| Warm Winter | BC_WARM | 3.7602 | 59.349 | 45.804 | 0 | 63.1093 | 58.5
| Over Delivery Sensitivity: 3200 | BC - 3200 | 3.8199 | 61.8344 | 45.8* | 3.2 | 65.6543 | 58.5
| Over Delivery Sensitivity: 2800 | BC - 2800 | 4.2199 | 61.4344 | 45.8* | 2.8 | 65.6543 | 58.5
| Over Delivery Sensitivity: 2400 | BC - 2400 | 4.6199 | 61.0344 | 45.8* | 2.4 | 65.6543 | 58.5
| Over Delivery Sensitivity: 2000 | BC - 2000 | 5.0199 | 60.6344 | 45.8* | 2 | 65.6543 | 58.5
| Over Delivery Sensitivity: 1600 | BC - 1600 | 5.4199 | 60.2344 | 45.8* | 1.6 | 65.6543 | 58.5
| Low Demand | BC_LOW_DEMAND | 5.6637 | 58.4618 | 45.7859 | 0 | 64.1256 | 57.2
| Consumer Transformation | CT | 5.71 | 58.7579 | 45.7903 | 0 | 64.4679 | 57.5
| Over Delivery Sensitivity: 1200 | BC - 1200 | 5.8199 | 59.8344 | 45.8* | 1.2 | 65.6543 | 58.5
| Over Delivery Sensitivity: 800 | BC - 800 | 6.2199 | 59.4344 | 45.8* | 0.8 | 65.6543 | 58.5
| High Availability | BC_HIGH_AVAIL | 6.4384 | 59.0046 | 46.2997 | 0 | 65.4429 | 58.5
| Over Delivery Sensitivity: 400 | BC - 400 | 6.6199 | 59.0344 | 45.8* | 0.4 | 65.6543 | 58.5
| Base Case | BC | 7.0199 | 58.6344 | 45.7894 | 0 | 65.6543 | 58.5
| System Transformation | ST | 7.1976 | 58.7497 | 45.7894 | 0 | 65.9473 | 58.8
| Non Delivery Sensitivity: -400 | BC +400 | 7.4199 | 58.2344 | 45.8* | -0.4 | 65.6543 | 58.5
| Low Availability | BC_LOW_AVAIL | 7.809 | 57.9433 | 45.1513 | 0 | 65.7522 | 58.5
| Non Delivery Sensitivity: -800 | BC +800 | 7.8199 | 57.8344 | 45.8* | -0.8 | 65.6543 | 58.5
| Non Delivery Sensitivity: -1200 | BC +1200 | 8.2199 | 57.4344 | 45.8* | -1.2 | 65.6543 | 58.5
| Cold Winter | BC_COLD | 8.3967 | 58.0429 | 45.7773 | 0 | 66.4396 | 58.5
| Non Delivery Sensitivity: -1600 | BC +1600 | 8.6199 | 57.0344 | 45.8* | -1.6 | 65.6543 | 58.5
| Non Delivery Sensitivity: -2000 | BC +2000 | 9.0199 | 56.6344 | 45.8* | -2 | 65.6543 | 58.5
| Non Delivery Sensitivity: -2400 | BC +2400 | 9.4199 | 56.2344 | 45.8* | -2.4 | 65.6543 | 58.5
| High Demand | BC_HIGH_DEMAND | 9.6129 | 58.7083 | 45.7909 | 0 | 68.3212 | 61
| Non Delivery Sensitivity: -2800 | BC +2800 | 9.8199 | 55.8344 | 45.8* | -2.8 | 65.6543 | 58.5
| Falling Short | FS | 10.4324 | 58.4145 | 45.4964 | 0 | 68.8469 | 61.8
| LWR outcome (GW): | 7.4
* The previously contracted capacity figure assumes full delivery. Any over or non-delivery would be split between plants contracted in previous auctions and plants contracted in future auctions. As such this is accounted for in a separate column.

## Figure 35
Figure 35: Comparison with original T-1 requirement for 2024/25 (de-rated)
Return to Main Menu
Return to Chapter Contents
T-1 capacity to procure
| 2020 T-1 requirement | 2
| 2020 LWR Decision (BC Non Del 800) | -0.8
| 2020 Demand Curve target changes | -0.5
| 2020 ECR Base Case T-1 requirement | 0.7
| Non-Delivery since 2020 Base Case | 0.8
| Contracted Capacity - De-rated TEC change | 0.4
| Non-CM capacity change, ROC/CFD + autogen | 0.9
| ACS peak demand change | 1
| Reserve and response (largest loss) change | 0.7
| Other changes incl. de-rated margin for 3h LOLE | 0.1
| Additional T-4 capacity due to low clearing price | -0.7
| Change in Base Case requirement due to modelled non-delivery | 3.1
| Base Case 2023 ECR T-1 requirement | 7
| ECR 2023 LWR Decision (400 MW above BC requirement) | 0.4
| 2024/25 LWR outcome | 7.4
Note: all in derated GW
Note: intermediate totals in grey above show requirements for 2020 Base Case and 2023 Base Case
This chart isn't available in your version of Excel. Editing this shape or saving this workbook into a different file format will permanently break the chart.
This chart isn't available in your version of Excel. Editing this shape or saving this workbook into a different file format will permanently break the chart.

## Figure 36
Figure 36: Peak Demand Comparison (2023 ECR v 2020 ECR)
Return to Main Menu
Return to Chapter Contents
| Capacity (GW) | 2020/21 | 2021/22 | 2022/23 | 2023/24 | 2024/25
| 2020 Base Case | 58.2 | 57.8 | 57.6 | 57.5 | 57.5
| 2023 Base Case (this report) | 58.1 | 59 | 58.7 | 58.5 | 58.5

## Table 19
Table 19: Sensitivity of T-1 LWR outcome to scenarios / sensitivities included in LWR
Return to Main Menu
Return to Chapter Contents
| Sensitivities added or removed | 2024/25 outcome
| Standard range | 7.4
| Include additional 4.0 GW over-delivery sensitivity | 7.4
| Remove Leading the Way scenario | 7.8
| Remove Falling Short scenario | 7.4
| Include additional sensitivity 3.6 GW above the Base Case requirement | 7.8

## Figure 37
Figure 37: Sensitivity of LOLE to Capacity to Secure assuming no non-delivery – 2024/25
Return to Main Menu
Return to Chapter Contents
| Capacity to Secure (MW) | ST | CT | FS | LW | BC | BC_LOW_DEMAND | BC_HIGH_DEMAND | BC_LOW_AVAIL | BC_HIGH_AVAIL | BC_WARM | BC_COLD | BC_NON_DEL_400 | BC_NON_DEL_800 | BC_NON_DEL_1200 | BC_NON_DEL_1600 | BC_NON_DEL_2000 | BC_NON_DEL_2400 | BC_NON_DEL_2800 | BC_NON_DEL_3200 | BC_NON_DEL_3600 | BC_NON_DEL_4000 | BC_NON_DEL_4400 | BC_NON_DEL_4800 | BC_NON_DEL_6800 | BC_OVER_DEL_400 | BC_OVER_DEL_800 | BC_OVER_DEL_1200 | BC_OVER_DEL_1600 | BC_OVER_DEL_2000 | BC_OVER_DEL_2400 | BC_OVER_DEL_2800 | BC_OVER_DEL_3200 | BC_OVER_DEL_3600 | BC_OVER_DEL_4000 | BC_OVER_DEL_4400
| 3000 | 5.2805 | 2.9153 | 17.9337 | 0.35662 | 4.851 | 2.3438 | 14.0759 | 7.0878 | 3.6185 | 0.73607 | 9.7155 | 5.9778 | 7.2526 | 8.7201 | 10.4865 | 12.5589 | 14.9013 | 17.5953 | 20.7153 | 24.3066 | 28.4321 | 33.1314 | 38.6 | 80.1267 | 3.9206 | 3.183 | 2.5399 | 2.0115 | 1.5681 | 1.1929 | 0.95791 | 0.76354 | 0.57922 | 0.41844 | 0.32554
| 3100 | 5.0149 | 2.7642 | 17.2795 | 0.3319 | 4.5969 | 2.2055 | 13.4976 | 6.7535 | 3.4174 | 0.68558 | 9.2652 | 5.6823 | 6.9187 | 8.3295 | 10.0134 | 12.0164 | 14.2869 | 16.8835 | 19.8936 | 23.3604 | 27.3494 | 31.8978 | 37.1365 | 77.4222 | 3.7221 | 3.0153 | 2.3949 | 1.8985 | 1.4598 | 1.1242 | 0.90879 | 0.71627 | 0.53771 | 0.3924 | 0.30235
| 3200 | 4.7581 | 2.6183 | 16.6448 | 0.30855 | 4.357 | 2.076 | 12.9498 | 6.4388 | 3.2266 | 0.63863 | 8.8342 | 5.3953 | 6.5954 | 7.9562 | 9.5611 | 11.4895 | 13.6929 | 16.198 | 19.1 | 22.4473 | 26.301 | 30.7049 | 35.7427 | 74.7991 | 3.5344 | 2.8518 | 2.2586 | 1.7895 | 1.3599 | 1.0634 | 0.8598 | 0.66918 | 0.49621 | 0.37039 | 0.27861
| 3300 | 4.5173 | 2.4793 | 16.0286 | 0.28646 | 4.1317 | 1.9553 | 12.4298 | 6.1417 | 3.0469 | 0.59522 | 8.4251 | 5.1177 | 6.282 | 7.5979 | 9.1302 | 10.9791 | 13.1174 | 15.5378 | 18.334 | 21.5661 | 25.2868 | 29.5501 | 34.4107 | 72.2587 | 3.3554 | 2.6928 | 2.1312 | 1.6798 | 1.271 | 1.0085 | 0.81124 | 0.62321 | 0.45214 | 0.34894 | 0.25672
| 3400 | 4.2995 | 2.3466 | 15.4319 | 0.26551 | 3.9206 | 1.843 | 11.9332 | 5.8592 | 2.8787 | 0.55518 | 8.0389 | 4.851 | 5.9778 | 7.2526 | 8.7201 | 10.4865 | 12.5589 | 14.9013 | 17.5953 | 20.7153 | 24.3066 | 28.4321 | 33.1314 | 69.7998 | 3.183 | 2.5399 | 2.0115 | 1.5681 | 1.1929 | 0.95791 | 0.76354 | 0.57922 | 0.41844 | 0.32554 | 0.23648
| 3500 | 4.1067 | 2.2193 | 14.8612 | 0.24571 | 3.7221 | 1.7381 | 11.4548 | 5.5885 | 2.7216 | 0.51817 | 7.6751 | 4.5969 | 5.6823 | 6.9187 | 8.3295 | 10.0134 | 12.0164 | 14.2869 | 16.8835 | 19.8936 | 23.3604 | 27.3494 | 31.8978 | 67.4188 | 3.0153 | 2.3949 | 1.8985 | 1.4598 | 1.1242 | 0.90879 | 0.71627 | 0.53771 | 0.3924 | 0.30235 | 0.21773
| 3600 | 3.9302 | 2.0972 | 14.326 | 0.22717 | 3.5344 | 1.6393 | 10.9904 | 5.3265 | 2.5745 | 0.48377 | 7.3312 | 4.357 | 5.3953 | 6.5954 | 7.9562 | 9.5611 | 11.4895 | 13.6929 | 16.198 | 19.1 | 22.4473 | 26.301 | 30.7049 | 65.1129 | 2.8518 | 2.2586 | 1.7895 | 1.3599 | 1.0634 | 0.8598 | 0.66918 | 0.49621 | 0.37039 | 0.27861 | 0.20034
| 3700 | 3.7622 | 1.9815 | 13.8329 | 0.2102 | 3.3554 | 1.5456 | 10.5333 | 5.0703 | 2.4359 | 0.45153 | 7.0039 | 4.1317 | 5.1177 | 6.282 | 7.5979 | 9.1302 | 10.9791 | 13.1174 | 15.5378 | 18.334 | 21.5661 | 25.2868 | 29.5501 | 62.8794 | 2.6928 | 2.1312 | 1.6798 | 1.271 | 1.0085 | 0.81124 | 0.62321 | 0.45214 | 0.34894 | 0.25672 | 0.18421
| 3800 | 3.5942 | 1.8745 | 13.3812 | 0.19493 | 3.183 | 1.4558 | 10.0824 | 4.8193 | 2.3042 | 0.42105 | 6.6897 | 3.9206 | 4.851 | 5.9778 | 7.2526 | 8.7201 | 10.4865 | 12.5589 | 14.9013 | 17.5953 | 20.7153 | 24.3066 | 28.4321 | 60.7163 | 2.5399 | 2.0115 | 1.5681 | 1.1929 | 0.95791 | 0.76354 | 0.57922 | 0.41844 | 0.32554 | 0.23648 | 0.16927
| 3900 | 3.423 | 1.7774 | 12.9629 | 0.18125 | 3.0153 | 1.369 | 9.6374 | 4.5738 | 2.1779 | 0.39196 | 6.3854 | 3.7221 | 4.5969 | 5.6823 | 6.9187 | 8.3295 | 10.0134 | 12.0164 | 14.2869 | 16.8835 | 19.8936 | 23.3604 | 27.3494 | 58.6226 | 2.3949 | 1.8985 | 1.4598 | 1.1242 | 0.90879 | 0.71627 | 0.53771 | 0.3924 | 0.30235 | 0.21773 | 0.15543
| 4000 | 3.247 | 1.6893 | 12.5657 | 0.16889 | 2.8518 | 1.285 | 9.2029 | 4.3367 | 2.0555 | 0.36412 | 6.0873 | 3.5344 | 4.357 | 5.3953 | 6.5954 | 7.9562 | 9.5611 | 11.4895 | 13.6929 | 16.198 | 19.1 | 22.4473 | 26.301 | 56.5977 | 2.2586 | 1.7895 | 1.3599 | 1.0634 | 0.8598 | 0.66918 | 0.49621 | 0.37039 | 0.27861 | 0.20034 | 0.14262
| 4100 | 3.0612 | 1.6082 | 12.1751 | 0.15752 | 2.6928 | 1.2042 | 8.7851 | 4.1107 | 1.9367 | 0.33754 | 5.7949 | 3.3554 | 4.1317 | 5.1177 | 6.282 | 7.5979 | 9.1302 | 10.9791 | 13.1174 | 15.5378 | 18.334 | 21.5661 | 25.2868 | 54.6409 | 2.1312 | 1.6798 | 1.271 | 1.0085 | 0.81124 | 0.62321 | 0.45214 | 0.34894 | 0.25672 | 0.18421 | 0.13077
| 4200 | 2.8738 | 1.5314 | 11.7791 | 0.14691 | 2.5399 | 1.1272 | 8.3873 | 3.8974 | 1.8215 | 0.31242 | 5.5086 | 3.183 | 3.9206 | 4.851 | 5.9778 | 7.2526 | 8.7201 | 10.4865 | 12.5589 | 14.9013 | 17.5953 | 20.7153 | 24.3066 | 52.751 | 2.0115 | 1.5681 | 1.1929 | 0.95791 | 0.76354 | 0.57922 | 0.41844 | 0.32554 | 0.23648 | 0.16927 | 0.11982
| 4300 | 2.7096 | 1.4571 | 11.3701 | 0.13687 | 2.3949 | 1.0549 | 8.0118 | 3.697 | 1.7112 | 0.28899 | 5.2315 | 3.0153 | 3.7221 | 4.5969 | 5.6823 | 6.9187 | 8.3295 | 10.0134 | 12.0164 | 14.2869 | 16.8835 | 19.8936 | 23.3604 | 50.8696 | 1.8985 | 1.4598 | 1.1242 | 0.90879 | 0.71627 | 0.53771 | 0.3924 | 0.30235 | 0.21773 | 0.15543 | 0.10971
| 4400 | 2.5758 | 1.3842 | 10.9463 | 0.12731 | 2.2586 | 0.98764 | 7.6548 | 3.5077 | 1.6069 | 0.26736 | 4.9671 | 2.8518 | 3.5344 | 4.357 | 5.3953 | 6.5954 | 7.9562 | 9.5611 | 11.4895 | 13.6929 | 16.198 | 19.1 | 22.4473 | 48.9482 | 1.7895 | 1.3599 | 1.0634 | 0.8598 | 0.66918 | 0.49621 | 0.37039 | 0.27861 | 0.20034 | 0.14262 | 0.10037
| 4500 | 2.4636 | 1.3124 | 10.5063 | 0.11814 | 2.1312 | 0.9251 | 7.3142 | 3.3279 | 1.5093 | 0.24749 | 4.7171 | 2.6928 | 3.3554 | 4.1317 | 5.1177 | 6.282 | 7.5979 | 9.1302 | 10.9791 | 13.1174 | 15.5378 | 18.334 | 21.5661 | 47.0258 | 1.6798 | 1.271 | 1.0085 | 0.81124 | 0.62321 | 0.45214 | 0.34894 | 0.25672 | 0.18421 | 0.13077 | 0.091763
| 4600 | 2.3669 | 1.2412 | 10.0635 | 0.10927 | 2.0115 | 0.86673 | 6.9856 | 3.1536 | 1.4185 | 0.22916 | 4.4819 | 2.5399 | 3.183 | 3.9206 | 4.851 | 5.9778 | 7.2526 | 8.7201 | 10.4865 | 12.5589 | 14.9013 | 17.5953 | 20.7153 | 45.1673 | 1.5681 | 1.1929 | 0.95791 | 0.76354 | 0.57922 | 0.41844 | 0.32554 | 0.23648 | 0.16927 | 0.11982 | 0.083831
| 4700 | 2.2784 | 1.1704 | 9.6309 | 0.10068 | 1.8985 | 0.81188 | 6.652 | 2.9769 | 1.3334 | 0.21219 | 4.2593 | 2.3949 | 3.0153 | 3.7221 | 4.5969 | 5.6823 | 6.9187 | 8.3295 | 10.0134 | 12.0164 | 14.2869 | 16.8835 | 19.8936 | 43.4065 | 1.4598 | 1.1242 | 0.90879 | 0.71627 | 0.53771 | 0.3924 | 0.30235 | 0.21773 | 0.15543 | 0.10971 | 0.076527
| 4800 | 2.195 | 1.0999 | 9.225 | 0.092514 | 1.7895 | 0.75888 | 6.3018 | 2.7957 | 1.2534 | 0.19618 | 4.0475 | 2.2586 | 2.8518 | 3.5344 | 4.357 | 5.3953 | 6.5954 | 7.9562 | 9.5611 | 11.4895 | 13.6929 | 16.198 | 19.1 | 41.7333 | 1.3599 | 1.0634 | 0.8598 | 0.66918 | 0.49621 | 0.37039 | 0.27861 | 0.20034 | 0.14262 | 0.10037 | 0.069807
| 4900 | 2.1143 | 1.0317 | 8.8583 | 0.084925 | 1.6798 | 0.70564 | 5.9531 | 2.6189 | 1.1766 | 0.18046 | 3.8418 | 2.1312 | 2.6928 | 3.3554 | 4.1317 | 5.1177 | 6.282 | 7.5979 | 9.1302 | 10.9791 | 13.1174 | 15.5378 | 18.334 | 40.133 | 1.271 | 1.0085 | 0.81124 | 0.62321 | 0.45214 | 0.34894 | 0.25672 | 0.18421 | 0.13077 | 0.091763 | 0.063629
| 5000 | 2.0339 | 0.96789 | 8.5258 | 0.078078 | 1.5681 | 0.6526 | 5.6241 | 2.4551 | 1.0998 | 0.16487 | 3.6327 | 2.0115 | 2.5399 | 3.183 | 3.9206 | 4.851 | 5.9778 | 7.2526 | 8.7201 | 10.4865 | 12.5589 | 14.9013 | 17.5953 | 38.6 | 1.1929 | 0.95791 | 0.76354 | 0.57922 | 0.41844 | 0.32554 | 0.23648 | 0.16927 | 0.11982 | 0.083831 | 0.057954
| 5100 | 1.9481 | 0.91004 | 8.2203 | 0.071982 | 1.4598 | 0.60225 | 5.3268 | 2.3086 | 1.0219 | 0.15006 | 3.4176 | 1.8985 | 2.3949 | 3.0153 | 3.7221 | 4.5969 | 5.6823 | 6.9187 | 8.3295 | 10.0134 | 12.0164 | 14.2869 | 16.8835 | 37.1365 | 1.1242 | 0.90879 | 0.71627 | 0.53771 | 0.3924 | 0.30235 | 0.21773 | 0.15543 | 0.10971 | 0.076527 | 0.052745
| 5200 | 1.8562 | 0.85859 | 7.9237 | 0.066508 | 1.3599 | 0.55661 | 5.0626 | 2.1792 | 0.94674 | 0.13664 | 3.2075 | 1.7895 | 2.2586 | 2.8518 | 3.5344 | 4.357 | 5.3953 | 6.5954 | 7.9562 | 9.5611 | 11.4895 | 13.6929 | 16.198 | 35.7427 | 1.0634 | 0.8598 | 0.66918 | 0.49621 | 0.37039 | 0.27861 | 0.20034 | 0.14262 | 0.10037 | 0.069807 | 0.047967
| 5300 | 1.763 | 0.81166 | 7.6263 | 0.061496 | 1.271 | 0.51646 | 4.8268 | 2.0647 | 0.87768 | 0.12492 | 3.0124 | 1.6798 | 2.1312 | 2.6928 | 3.3554 | 4.1317 | 5.1177 | 6.282 | 7.5979 | 9.1302 | 10.9791 | 13.1174 | 15.5378 | 34.4107 | 1.0085 | 0.81124 | 0.62321 | 0.45214 | 0.34894 | 0.25672 | 0.18421 | 0.13077 | 0.091763 | 0.063629 | 0.043588
| 5400 | 1.6698 | 0.76754 | 7.3211 | 0.056808 | 1.1929 | 0.48145 | 4.616 | 1.9627 | 0.81647 | 0.11482 | 2.8375 | 1.5681 | 2.0115 | 2.5399 | 3.183 | 3.9206 | 4.851 | 5.9778 | 7.2526 | 8.7201 | 10.4865 | 12.5589 | 14.9013 | 33.1314 | 0.95791 | 0.76354 | 0.57922 | 0.41844 | 0.32554 | 0.23648 | 0.16927 | 0.11982 | 0.083831 | 0.057954 | 0.039579
| 5500 | 1.5746 | 0.72468 | 6.9939 | 0.052369 | 1.1242 | 0.4509 | 4.4234 | 1.87 | 0.76294 | 0.10611 | 2.6828 | 1.4598 | 1.8985 | 2.3949 | 3.0153 | 3.7221 | 4.5969 | 5.6823 | 6.9187 | 8.3295 | 10.0134 | 12.0164 | 14.2869 | 31.8978 | 0.90879 | 0.71627 | 0.53771 | 0.3924 | 0.30235 | 0.21773 | 0.15543 | 0.10971 | 0.076527 | 0.052745 | 0.03591
| 5600 | 1.4777 | 0.68238 | 6.6429 | 0.04801 | 1.0634 | 0.42397 | 4.2452 | 1.7839 | 0.71603 | 0.098577 | 2.5455 | 1.3599 | 1.7895 | 2.2586 | 2.8518 | 3.5344 | 4.357 | 5.3953 | 6.5954 | 7.9562 | 9.5611 | 11.4895 | 13.6929 | 30.7049 | 0.8598 | 0.66918 | 0.49621 | 0.37039 | 0.27861 | 0.20034 | 0.14262 | 0.10037 | 0.069807 | 0.047967 | 0.032556
| 5700 | 1.3836 | 0.63991 | 6.3101 | 0.043553 | 1.0085 | 0.39982 | 4.0716 | 1.7 | 0.67472 | 0.091943 | 2.423 | 1.271 | 1.6798 | 2.1312 | 2.6928 | 3.3554 | 4.1317 | 5.1177 | 6.282 | 7.5979 | 9.1302 | 10.9791 | 13.1174 | 29.5501 | 0.81124 | 0.62321 | 0.45214 | 0.34894 | 0.25672 | 0.18421 | 0.13077 | 0.091763 | 0.063629 | 0.043588 | 0.029493
| 5800 | 1.294 | 0.59576 | 6.0234 | 0.039261 | 0.95791 | 0.37745 | 3.8964 | 1.6159 | 0.63764 | 0.085967 | 2.3114 | 1.1929 | 1.5681 | 2.0115 | 2.5399 | 3.183 | 3.9206 | 4.851 | 5.9778 | 7.2526 | 8.7201 | 10.4865 | 12.5589 | 28.4321 | 0.76354 | 0.57922 | 0.41844 | 0.32554 | 0.23648 | 0.16927 | 0.11982 | 0.083831 | 0.057954 | 0.039579 | 0.026696
| 5900 | 1.2092 | 0.55145 | 5.7831 | 0.035553 | 0.90879 | 0.35569 | 3.7203 | 1.5321 | 0.60361 | 0.080281 | 2.2075 | 1.1242 | 1.4598 | 1.8985 | 2.3949 | 3.0153 | 3.7221 | 4.5969 | 5.6823 | 6.9187 | 8.3295 | 10.0134 | 12.0164 | 27.3494 | 0.71627 | 0.53771 | 0.3924 | 0.30235 | 0.21773 | 0.15543 | 0.10971 | 0.076527 | 0.052745 | 0.03591 | 0.024146
| 6000 | 1.1262 | 0.51287 | 5.583 | 0.032489 | 0.8598 | 0.33415 | 3.5456 | 1.4495 | 0.57072 | 0.074704 | 2.1059 | 1.0634 | 1.3599 | 1.7895 | 2.2586 | 2.8518 | 3.5344 | 4.357 | 5.3953 | 6.5954 | 7.9562 | 9.5611 | 11.4895 | 26.301 | 0.66918 | 0.49621 | 0.37039 | 0.27861 | 0.20034 | 0.14262 | 0.10037 | 0.069807 | 0.047967 | 0.032556 | 0.021822
| 6100 | 1.0462 | 0.48147 | 5.4072 | 0.029963 | 0.81124 | 0.31301 | 3.3714 | 1.3672 | 0.53803 | 0.069265 | 2.004 | 1.0085 | 1.271 | 1.6798 | 2.1312 | 2.6928 | 3.3554 | 4.1317 | 5.1177 | 6.282 | 7.5979 | 9.1302 | 10.9791 | 25.2868 | 0.62321 | 0.45214 | 0.34894 | 0.25672 | 0.18421 | 0.13077 | 0.091763 | 0.063629 | 0.043588 | 0.029493 | 0.019706
| 6200 | 0.99342 | 0.45528 | 5.2492 | 0.027835 | 0.76354 | 0.29233 | 3.1954 | 1.2849 | 0.50574 | 0.064012 | 1.9023 | 0.95791 | 1.1929 | 1.5681 | 2.0115 | 2.5399 | 3.183 | 3.9206 | 4.851 | 5.9778 | 7.2526 | 8.7201 | 10.4865 | 24.3066 | 0.57922 | 0.41844 | 0.32554 | 0.23648 | 0.16927 | 0.11982 | 0.083831 | 0.057954 | 0.039579 | 0.026696 | 0.017781
| 6300 | 0.95072 | 0.43285 | 5.0983 | 0.025983 | 0.71627 | 0.27188 | 3.021 | 1.2043 | 0.47413 | 0.058881 | 1.8018 | 0.90879 | 1.1242 | 1.4598 | 1.8985 | 2.3949 | 3.0153 | 3.7221 | 4.5969 | 5.6823 | 6.9187 | 8.3295 | 10.0134 | 23.3604 | 0.53771 | 0.3924 | 0.30235 | 0.21773 | 0.15543 | 0.10971 | 0.076527 | 0.052745 | 0.03591 | 0.024146 | 0.016032
| 6400 | 0.91004 | 0.41253 | 4.9506 | 0.024286 | 0.66918 | 0.25172 | 2.8512 | 1.1267 | 0.4429 | 0.053838 | 1.7017 | 0.8598 | 1.0634 | 1.3599 | 1.7895 | 2.2586 | 2.8518 | 3.5344 | 4.357 | 5.3953 | 6.5954 | 7.9562 | 9.5611 | 22.4473 | 0.49621 | 0.37039 | 0.27861 | 0.20034 | 0.14262 | 0.10037 | 0.069807 | 0.047967 | 0.032556 | 0.021822 | 0.014442
| 6500 | 0.86701 | 0.39336 | 4.7927 | 0.022627 | 0.62321 | 0.23228 | 2.6885 | 1.053 | 0.41189 | 0.048994 | 1.6014 | 0.81124 | 1.0085 | 1.271 | 1.6798 | 2.1312 | 2.6928 | 3.3554 | 4.1317 | 5.1177 | 6.282 | 7.5979 | 9.1302 | 21.5661 | 0.45214 | 0.34894 | 0.25672 | 0.18421 | 0.13077 | 0.091763 | 0.063629 | 0.043588 | 0.029493 | 0.019706 | 0.013
| 6600 | 0.81708 | 0.37395 | 4.619 | 0.020996 | 0.57922 | 0.21389 | 2.5332 | 0.97873 | 0.38172 | 0.044449 | 1.5029 | 0.76354 | 0.95791 | 1.1929 | 1.5681 | 2.0115 | 2.5399 | 3.183 | 3.9206 | 4.851 | 5.9778 | 7.2526 | 8.7201 | 20.7153 | 0.41844 | 0.32554 | 0.23648 | 0.16927 | 0.11982 | 0.083831 | 0.057954 | 0.039579 | 0.026696 | 0.017781 | 0.011693
| 6700 | 0.76587 | 0.35406 | 4.4363 | 0.019418 | 0.53771 | 0.19671 | 2.3451 | 0.89921 | 0.35297 | 0.040258 | 1.4079 | 0.71627 | 0.90879 | 1.1242 | 1.4598 | 1.8985 | 2.3949 | 3.0153 | 3.7221 | 4.5969 | 5.6823 | 6.9187 | 8.3295 | 19.8936 | 0.3924 | 0.30235 | 0.21773 | 0.15543 | 0.10971 | 0.076527 | 0.052745 | 0.03591 | 0.024146 | 0.016032 | 0.010508
| 6800 | 0.71216 | 0.33428 | 4.2504 | 0.017919 | 0.49621 | 0.17873 | 2.1991 | 0.83803 | 0.32597 | 0.036184 | 1.3175 | 0.66918 | 0.8598 | 1.0634 | 1.3599 | 1.7895 | 2.2586 | 2.8518 | 3.5344 | 4.357 | 5.3953 | 6.5954 | 7.9562 | 19.1 | 0.37039 | 0.27861 | 0.20034 | 0.14262 | 0.10037 | 0.069807 | 0.047967 | 0.032556 | 0.021822 | 0.014442 | 0.0094358
| 6900 | 0.66173 | 0.3149 | 4.0571 | 0.016514 | 0.45214 | 0.16174 | 2.0863 | 0.79041 | 0.29914 | 0.031989 | 1.2262 | 0.62321 | 0.81124 | 1.0085 | 1.271 | 1.6798 | 2.1312 | 2.6928 | 3.3554 | 4.1317 | 5.1177 | 6.282 | 7.5979 | 18.334 | 0.34894 | 0.25672 | 0.18421 | 0.13077 | 0.091763 | 0.063629 | 0.043588 | 0.029493 | 0.019706 | 0.013 | 0.0084661
| 7000 | 0.61452 | 0.29621 | 3.8526 | 0.015204 | 0.41844 | 0.1489 | 1.9917 | 0.74983 | 0.27083 | 0.02885 | 1.1282 | 0.57922 | 0.76354 | 0.95791 | 1.1929 | 1.5681 | 2.0115 | 2.5399 | 3.183 | 3.9206 | 4.851 | 5.9778 | 7.2526 | 17.5953 | 0.32554 | 0.23648 | 0.16927 | 0.11982 | 0.083831 | 0.057954 | 0.039579 | 0.026696 | 0.017781 | 0.011693 | 0.0075897
| 7100 | 0.57033 | 0.27824 | 3.6469 | 0.013979 | 0.3924 | 0.13889 | 1.9029 | 0.71002 | 0.24928 | 0.02649 | 1.0526 | 0.53771 | 0.71627 | 0.90879 | 1.1242 | 1.4598 | 1.8985 | 2.3949 | 3.0153 | 3.7221 | 4.5969 | 5.6823 | 6.9187 | 16.8835 | 0.30235 | 0.21773 | 0.15543 | 0.10971 | 0.076527 | 0.052745 | 0.03591 | 0.024146 | 0.016032 | 0.010508 | 0.0067985
| 7200 | 0.52898 | 0.26093 | 3.4464 | 0.012806 | 0.37039 | 0.13029 | 1.801 | 0.66644 | 0.23273 | 0.024553 | 0.99366 | 0.49621 | 0.66918 | 0.8598 | 1.0634 | 1.3599 | 1.7895 | 2.2586 | 2.8518 | 3.5344 | 4.357 | 5.3953 | 6.5954 | 16.198 | 0.27861 | 0.20034 | 0.14262 | 0.10037 | 0.069807 | 0.047967 | 0.032556 | 0.021822 | 0.014442 | 0.0094358 | 0.0060847
| 7300 | 0.49031 | 0.24405 | 3.2546 | 0.011646 | 0.34894 | 0.1215 | 1.7011 | 0.62301 | 0.21882 | 0.022709 | 0.94329 | 0.45214 | 0.62321 | 0.81124 | 1.0085 | 1.271 | 1.6798 | 2.1312 | 2.6928 | 3.3554 | 4.1317 | 5.1177 | 6.282 | 15.5378 | 0.25672 | 0.18421 | 0.13077 | 0.091763 | 0.063629 | 0.043588 | 0.029493 | 0.019706 | 0.013 | 0.0084661 | 0.0054414
| 7400 | 0.45416 | 0.22693 | 3.0716 | 0.010518 | 0.32554 | 0.11237 | 1.5941 | 0.57836 | 0.20533 | 0.020724 | 0.89379 | 0.41844 | 0.57922 | 0.76354 | 0.95791 | 1.1929 | 1.5681 | 2.0115 | 2.5399 | 3.183 | 3.9206 | 4.851 | 5.9778 | 14.9013 | 0.23648 | 0.16927 | 0.11982 | 0.083831 | 0.057954 | 0.039579 | 0.026696 | 0.017781 | 0.011693 | 0.0075897 | 0.004862
| 7500 | 0.42038 | 0.20965 | 2.8712 | 0.0094676 | 0.30235 | 0.10317 | 1.4938 | 0.53687 | 0.19066 | 0.018796 | 0.83953 | 0.3924 | 0.53771 | 0.71627 | 0.90879 | 1.1242 | 1.4598 | 1.8985 | 2.3949 | 3.0153 | 3.7221 | 4.5969 | 5.6823 | 14.2869 | 0.21773 | 0.15543 | 0.10971 | 0.076527 | 0.052745 | 0.03591 | 0.024146 | 0.016032 | 0.010508 | 0.0067985 | 0.0043407
| 7600 | 0.38886 | 0.19311 | 2.737 | 0.0084052 | 0.27861 | 0.094139 | 1.3994 | 0.49821 | 0.17619 | 0.016853 | 0.78538 | 0.37039 | 0.49621 | 0.66918 | 0.8598 | 1.0634 | 1.3599 | 1.7895 | 2.2586 | 2.8518 | 3.5344 | 4.357 | 5.3953 | 13.6929 | 0.20034 | 0.14262 | 0.10037 | 0.069807 | 0.047967 | 0.032556 | 0.021822 | 0.014442 | 0.0094358 | 0.0060847 | 0.0038721
| 7700 | 0.35944 | 0.17705 | 2.6392 | 0.0074821 | 0.25672 | 0.085895 | 1.3105 | 0.46211 | 0.16142 | 0.015112 | 0.72964 | 0.34894 | 0.45214 | 0.62321 | 0.81124 | 1.0085 | 1.271 | 1.6798 | 2.1312 | 2.6928 | 3.3554 | 4.1317 | 5.1177 | 13.1174 | 0.18421 | 0.13077 | 0.091763 | 0.063629 | 0.043588 | 0.029493 | 0.019706 | 0.013 | 0.0084661 | 0.0054414 | 0.0034511
| 7800 | 0.33202 | 0.16174 | 2.5531 | 0.0068376 | 0.23648 | 0.078346 | 1.2265 | 0.42838 | 0.14789 | 0.013547 | 0.67774 | 0.32554 | 0.41844 | 0.57922 | 0.76354 | 0.95791 | 1.1929 | 1.5681 | 2.0115 | 2.5399 | 3.183 | 3.9206 | 4.851 | 12.5589 | 0.16927 | 0.11982 | 0.083831 | 0.057954 | 0.039579 | 0.026696 | 0.017781 | 0.011693 | 0.0075897 | 0.004862 | 0.0030734
| 7900 | 0.30648 | 0.15162 | 2.465 | 0.0063233 | 0.21773 | 0.071421 | 1.1473 | 0.39687 | 0.13544 | 0.012136 | 0.62928 | 0.30235 | 0.3924 | 0.53771 | 0.71627 | 0.90879 | 1.1242 | 1.4598 | 1.8985 | 2.3949 | 3.0153 | 3.7221 | 4.5969 | 12.0164 | 0.15543 | 0.10971 | 0.076527 | 0.052745 | 0.03591 | 0.024146 | 0.016032 | 0.010508 | 0.0067985 | 0.0043407 | 0.0027347
| 8000 | 0.28269 | 0.14348 | 2.3525 | 0.0058265 | 0.20034 | 0.065065 | 1.0725 | 0.36744 | 0.12398 | 0.010864 | 0.58395 | 0.27861 | 0.37039 | 0.49621 | 0.66918 | 0.8598 | 1.0634 | 1.3599 | 1.7895 | 2.2586 | 2.8518 | 3.5344 | 4.357 | 11.4895 | 0.14262 | 0.10037 | 0.069807 | 0.047967 | 0.032556 | 0.021822 | 0.014442 | 0.0094358 | 0.0060847 | 0.0038721 | 0.0024312
| 8100 | 0.26057 | 0.13553 | 2.2367 | 0.0053195 | 0.18421 | 0.059233 | 1.0021 | 0.33998 | 0.11341 | 0.009718 | 0.54153 | 0.25672 | 0.34894 | 0.45214 | 0.62321 | 0.81124 | 1.0085 | 1.271 | 1.6798 | 2.1312 | 2.6928 | 3.3554 | 4.1317 | 10.9791 | 0.13077 | 0.091763 | 0.063629 | 0.043588 | 0.029493 | 0.019706 | 0.013 | 0.0084661 | 0.0054414 | 0.0034511 | 0.0021596
| 8200 | 0.24001 | 0.12683 | 2.1032 | 0.0048382 | 0.16927 | 0.053884 | 0.93565 | 0.31436 | 0.10368 | 0.0086851 | 0.50183 | 0.23648 | 0.32554 | 0.41844 | 0.57922 | 0.76354 | 0.95791 | 1.1929 | 1.5681 | 2.0115 | 2.5399 | 3.183 | 3.9206 | 10.4865 | 0.11982 | 0.083831 | 0.057954 | 0.039579 | 0.026696 | 0.017781 | 0.011693 | 0.0075897 | 0.004862 | 0.0030734 | 0.0019167
| 8300 | 0.22091 | 0.11819 | 1.9762 | 0.0043892 | 0.15543 | 0.048981 | 0.8731 | 0.29048 | 0.094704 | 0.0077551 | 0.4647 | 0.21773 | 0.30235 | 0.3924 | 0.53771 | 0.71627 | 0.90879 | 1.1242 | 1.4598 | 1.8985 | 2.3949 | 3.0153 | 3.7221 | 10.0134 | 0.10971 | 0.076527 | 0.052745 | 0.03591 | 0.024146 | 0.016032 | 0.010508 | 0.0067985 | 0.0043407 | 0.0027347 | 0.0016997
| 8400 | 0.20318 | 0.10981 | 1.8559 | 0.0039472 | 0.14262 | 0.04449 | 0.81423 | 0.26823 | 0.086445 | 0.0069184 | 0.42999 | 0.20034 | 0.27861 | 0.37039 | 0.49621 | 0.66918 | 0.8598 | 1.0634 | 1.3599 | 1.7895 | 2.2586 | 2.8518 | 3.5344 | 9.5611 | 0.10037 | 0.069807 | 0.047967 | 0.032556 | 0.021822 | 0.014442 | 0.0094358 | 0.0060847 | 0.0038721 | 0.0024312 | 0.0015059
| 8500 | 0.18674 | 0.10143 | 1.742 | 0.0035221 | 0.13077 | 0.040381 | 0.75885 | 0.24752 | 0.078846 | 0.0061664 | 0.39757 | 0.18421 | 0.25672 | 0.34894 | 0.45214 | 0.62321 | 0.81124 | 1.0085 | 1.271 | 1.6798 | 2.1312 | 2.6928 | 3.3554 | 9.1302 | 0.091763 | 0.063629 | 0.043588 | 0.029493 | 0.019706 | 0.013 | 0.0084661 | 0.0054414 | 0.0034511 | 0.0021596 | 0.0013331
| 8600 | 0.1715 | 0.092768 | 1.6343 | 0.0031406 | 0.11982 | 0.036622 | 0.70679 | 0.22825 | 0.071859 | 0.0054911 | 0.36731 | 0.16927 | 0.23648 | 0.32554 | 0.41844 | 0.57922 | 0.76354 | 0.95791 | 1.1929 | 1.5681 | 2.0115 | 2.5399 | 3.183 | 8.7201 | 0.083831 | 0.057954 | 0.039579 | 0.026696 | 0.017781 | 0.011693 | 0.0075897 | 0.004862 | 0.0030734 | 0.0019167 | 0.0011791
| 8700 | 0.15739 | 0.084783 | 1.5324 | 0.0027985 | 0.10971 | 0.033188 | 0.65788 | 0.21034 | 0.065441 | 0.0048853 | 0.33908 | 0.15543 | 0.21773 | 0.30235 | 0.3924 | 0.53771 | 0.71627 | 0.90879 | 1.1242 | 1.4598 | 1.8985 | 2.3949 | 3.0153 | 8.3295 | 0.076527 | 0.052745 | 0.03591 | 0.024146 | 0.016032 | 0.010508 | 0.0067985 | 0.0043407 | 0.0027347 | 0.0016997 | 0.001042
| 8800 | 0.14433 | 0.077435 | 1.436 | 0.0024918 | 0.10037 | 0.030052 | 0.61196 | 0.1937 | 0.059551 | 0.0043424 | 0.31278 | 0.14262 | 0.20034 | 0.27861 | 0.37039 | 0.49621 | 0.66918 | 0.8598 | 1.0634 | 1.3599 | 1.7895 | 2.2586 | 2.8518 | 7.9562 | 0.069807 | 0.047967 | 0.032556 | 0.021822 | 0.014442 | 0.0094358 | 0.0060847 | 0.0038721 | 0.0024312 | 0.0015059 | 0.00092008
| 8900 | 0.13226 | 0.070675 | 1.3449 | 0.002217 | 0.091763 | 0.027191 | 0.56889 | 0.17825 | 0.054147 | 0.0038562 | 0.28829 | 0.13077 | 0.18421 | 0.25672 | 0.34894 | 0.45214 | 0.62321 | 0.81124 | 1.0085 | 1.271 | 1.6798 | 2.1312 | 2.6928 | 7.5979 | 0.063629 | 0.043588 | 0.029493 | 0.019706 | 0.013 | 0.0084661 | 0.0054414 | 0.0034511 | 0.0021596 | 0.0013331 | 0.00081169
| 9000 | 0.12111 | 0.06446 | 1.2589 | 0.001971 | 0.083831 | 0.024583 | 0.5285 | 0.16392 | 0.049196 | 0.0034212 | 0.2655 | 0.11982 | 0.16927 | 0.23648 | 0.32554 | 0.41844 | 0.57922 | 0.76354 | 0.95791 | 1.1929 | 1.5681 | 2.0115 | 2.5399 | 7.2526 | 0.057954 | 0.039579 | 0.026696 | 0.017781 | 0.011693 | 0.0075897 | 0.004862 | 0.0030734 | 0.0019167 | 0.0011791 | 0.00071545
| 9100 | 0.11081 | 0.058748 | 1.1777 | 0.0017508 | 0.076527 | 0.022207 | 0.49066 | 0.15064 | 0.044662 | 0.0030326 | 0.24432 | 0.10971 | 0.15543 | 0.21773 | 0.30235 | 0.3924 | 0.53771 | 0.71627 | 0.90879 | 1.1242 | 1.4598 | 1.8985 | 2.3949 | 6.9187 | 0.052745 | 0.03591 | 0.024146 | 0.016032 | 0.010508 | 0.0067985 | 0.0043407 | 0.0027347 | 0.0016997 | 0.001042 | 0.00063008
| CTS with no non-del: | 4100 | 2900 | 7400 | -400 | 3900 | 3600 | 6300 | 4700 | 3500 | 700 | 5300 | 4300 | 4700 | 5100 | 5500 | 5900 | 6300 | 6700 | 7100 | 7500 | 3500 | 3100 | 2700 | 4700 | 3500 | 3100 | 2700 | 2300 | 1900 | 1500 | 1100 | 700 | 300 | -100 | -500
| Non-del - wind EFC: | 3100 | 2800 | 3000 | 2800 | 3100 | 3100 | 3300 | 3100 | 3100 | 3100 | 3100 | 3100 | 3100 | 3100 | 3100 | 3100 | 3100 | 3100 | 3100 | 3100 | 3100 | 3100 | 3100 | 3100 | 3100 | 3100 | 3100 | 3100 | 3100 | 3100 | 3100 | 3100 | 3100 | 3100 | 3100

## 7. T-4 Results
7. T-4 Results
# | Chapter | Title | Link
7 | 7. T-4 Results | Table 20: Modelled de-rated capacities and peak demands - 2027/28 | Table 20
|  | Figure 38: Regret Costs for scenarios and selected sensitivities – 2027/28 | Figure 38
|  | Figure 39: LWR outcome and other cases modelled comparison – 2027/28 | Figure 39
|  | Figure 40: Comparison with recommended T-4 requirement for 2026/27 in 2022 ECR | Figure 40
|  | Table 21: Sensitivity of T-4 LWR outcome to scenarios / sensitivities included in LWR | Table 21
|  | Figure 41: Sensitivity of LOLE to Capacity to Secure assuming no non-delivery – 2027/28 | Figure 41

## Table 20
Table 20: Modelled de-rated capacities and peak demands - 2027/28
Return to Main Menu
Return to Chapter Contents
| Name | Graph Code | Capacity to Secure (GW) | Outside CM (GW) | Previously Contracted Capacity (GW) | Over Or Non Delivery (GW) in sensitivity | Total derated capacity (GW) | ACS Peak (GW) | Modelled Non Delivery (GW)
| Leading the Way | LW | 35.4182 | 29.3304 | 12.903 | 0 | 64.7486 | 57.2 | 2.8436
| Over Delivery Sensitivity: 4400 | BC - 4400 | 39.2763 | 29.1883 | 13* | 4.4 | 68.4646 | 60.9 | 3.3918
| Over Delivery Sensitivity: 4000 | BC - 4000 | 39.6763 | 28.7883 | 13* | 4 | 68.4646 | 60.9 | 3.3918
| Over Delivery Sensitivity: 3600 | BC - 3600 | 40.0763 | 28.3883 | 13* | 3.6 | 68.4646 | 60.9 | 3.3918
| Warm Winter | BC_WARM | 40.1271 | 25.8316 | 13.0204 | 0 | 65.9587 | 60.9 | 3.2454
| Over Delivery Sensitivity: 3200 | BC - 3200 | 40.4763 | 27.9883 | 13* | 3.2 | 68.4646 | 60.9 | 3.3918
| Over Delivery Sensitivity: 2800 | BC - 2800 | 40.8763 | 27.5883 | 13* | 2.8 | 68.4646 | 60.9 | 3.3918
| Consumer Transformation | CT | 41.0159 | 27.1826 | 12.9656 | 0 | 68.1985 | 60.4 | 2.9791
| Over Delivery Sensitivity: 2400 | BC - 2400 | 41.2763 | 27.1883 | 13* | 2.4 | 68.4646 | 60.9 | 3.3918
| Over Delivery Sensitivity: 2000 | BC - 2000 | 41.6763 | 26.7883 | 13* | 2 | 68.4646 | 60.9 | 3.3918
| System Transformation | ST | 41.722 | 26.2694 | 12.9569 | 0 | 67.9914 | 60.4 | 3.2708
| Over Delivery Sensitivity: 1600 | BC - 1600 | 42.0763 | 26.3883 | 13* | 1.6 | 68.4646 | 60.9 | 3.3918
| Over Delivery Sensitivity: 1200 | BC - 1200 | 42.4763 | 25.9883 | 13* | 1.2 | 68.4646 | 60.9 | 3.3918
| Low Demand | BC_LOW_DEMAND | 42.87 | 24.7634 | 12.9799 | 0 | 67.6335 | 60.1 | 3.3841
| Over Delivery Sensitivity: 800 | BC - 800 | 42.8763 | 25.5883 | 13* | 0.8 | 68.4646 | 60.9 | 3.3918
| Over Delivery Sensitivity: 400 | BC - 400 | 43.2763 | 25.1883 | 13* | 0.4 | 68.4646 | 60.9 | 3.3918
| Base Case | BC | 43.6763 | 24.7883 | 12.9808 | 0 | 68.4646 | 60.9 | 3.3918
| Non Delivery Sensitivity: -400 | BC +400 | 44.0763 | 24.3883 | 13* | -0.4 | 68.4646 | 60.9 | 3.3918
| Non Delivery Sensitivity: -800 | BC +800 | 44.4763 | 23.9883 | 13* | -0.8 | 68.4646 | 60.9 | 3.3918
| Non Delivery Sensitivity: -1200 | BC +1200 | 44.8763 | 23.5883 | 13* | -1.2 | 68.4646 | 60.9 | 3.3918
| Cold Winter | BC_COLD | 44.9555 | 24.2666 | 12.961 | 0 | 69.2221 | 60.9 | 3.5354
| Non Delivery Sensitivity: -1600 | BC +1600 | 45.2763 | 23.1883 | 13* | -1.6 | 68.4646 | 60.9 | 3.3918
| Non Delivery Sensitivity: -2000 | BC +2000 | 45.6763 | 22.7883 | 13* | -2 | 68.4646 | 60.9 | 3.3918
| Non Delivery Sensitivity: -2400 | BC +2400 | 46.0763 | 22.3883 | 13* | -2.4 | 68.4646 | 60.9 | 3.3918
| Non Delivery Sensitivity: -2800 | BC +2800 | 46.4763 | 21.9883 | 13* | -2.8 | 68.4646 | 60.9 | 3.3918
| Non Delivery Sensitivity: -3200 | BC +3200 | 46.8763 | 21.5883 | 13* | -3.2 | 68.4646 | 60.9 | 3.3918
| High Demand | BC_HIGH_DEMAND | 46.9886 | 24.8379 | 12.9827 | 0 | 71.8265 | 64.2 | 3.559
| Non Delivery Sensitivity: -3600 | BC +3600 | 47.2763 | 21.1883 | 13* | -3.6 | 68.4646 | 60.9 | 3.3918
| Non Delivery Sensitivity: -4000 | BC +4000 | 47.6763 | 20.7883 | 13* | -4 | 68.4646 | 60.9 | 3.3918
| Non Delivery Sensitivity: -4400 | BC +4400 | 48.0763 | 20.3883 | 13* | -4.4 | 68.4646 | 60.9 | 3.3918
| Falling Short | FS | 48.1784 | 23.2591 | 12.1162 | 0 | 71.4375 | 64.4 | 3.041
| LWR outcome (GW): | 44.5
* The previously contracted capacity figure assumes full delivery. Any over or non-delivery would be split between plants contracted in previous auctions and plants contracted in future auctions. As such this is accounted for in a separate column.

## Figure 38
Figure 38: Regret Costs for scenarios and selected sensitivities – 2027/28
Return to Main Menu
Return to Chapter Contents
| Scenario / Sensitivity | Capacity to Secure (MW) | LW | BC_OVER_DEL_4400 | BC_OVER_DEL_4000 | BC_WARM | BC_OVER_DEL_3600 | BC_OVER_DEL_3200 | BC_OVER_DEL_2800 | CT | BC_OVER_DEL_2400 | BC_OVER_DEL_2000 | ST | BC_OVER_DEL_1600 | BC_OVER_DEL_1200 | BC_LOW_DEMAND | BC_OVER_DEL_800 | BC_OVER_DEL_400 | BC | BC_NON_DEL_400 | BC_NON_DEL_800 | BC_NON_DEL_1200 | BC_COLD | BC_NON_DEL_1600 | BC_NON_DEL_2000 | BC_NON_DEL_2400 | BC_NON_DEL_2800 | BC_NON_DEL_3200 | BC_HIGH_DEMAND | BC_NON_DEL_3600 | BC_NON_DEL_4000 | BC_NON_DEL_4400 | FS
| LW | 35400 | 0 | 456154855.1176 | 598604609.9688 | 746634888.5434 | 773385875.3443 | 988148512.1659 | 1246998603.0428 | 1120840904.4217 | 1555674315.9553 | 1920301375.0416 | 1495247616.8504 | 2344556951.1256 | 2831585300.5818 | 3159862364.2044 | 3386108235.1782 | 4012196864.7838 | 4713182973.074 | 5493397613.2922 | 6358196432.9202 | 7308169160.4459 | 8409394624.6094 | 8339771746.4575 | 9456101720.0351 | 10659036690.6757 | 11948277222.6333 | 13325619216.6921 | 11507981822.5865 | 14793833264.7509 | 16356294870.9379 | 18015367398.5797 | 13395946435.6468
| BC_OVER_DEL_4400 | 39300 | 107473169.0343 | 0 | 4311351.4846 | 13815165.683 | 13989039.6519 | 29600648.6722 | 52822196.3205 | 57347284.1476 | 86271628.3517 | 131877098.5608 | 126563828.4027 | 192366564.0454 | 270469506.7093 | 321536788.6774 | 367725527.8256 | 489008544.4079 | 639017196.1769 | 823056004.4226 | 1048588896.8544 | 1319222072.5951 | 1432939371.5659 | 1641398158.0741 | 2020675200.259 | 2460263827.1227 | 2963700256.1628 | 3535793269.247 | 2905539470.4518 | 4180282056.1964 | 4900599308.6339 | 5701486889.1503 | 4143784307.3262
| BC_OVER_DEL_4000 | 39700 | 125310687.5138 | 690807.036 | 0 | 4148623.8598 | 4311351.4846 | 13989039.6519 | 29600648.6722 | 32265922.1695 | 52822196.3205 | 86271628.3517 | 83723331.859 | 131877098.5608 | 192366564.0454 | 232999396.059 | 270469506.7093 | 367725527.8256 | 489008544.4079 | 639017196.1769 | 823056004.4226 | 1048588896.8544 | 1133335100.3884 | 1319222072.5951 | 1641398158.0741 | 2020675200.259 | 2460263827.1227 | 2963700256.1628 | 2420129105.9881 | 3535793269.247 | 4180282056.1964 | 4900599308.6339 | 3606142013.9439
| BC_WARM | 40100 | 143595180.3006 | 4874701.6013 | 690807.036 | 0 | 0 | 4311351.4846 | 13989039.6519 | 15581322.8912 | 29600648.6722 | 52822196.3205 | 52224215.8104 | 86271628.3517 | 131877098.5608 | 162546676.9524 | 192366564.0454 | 270469506.7093 | 367725527.8256 | 489008544.4079 | 639017196.1769 | 823056004.4226 | 885766533.4012 | 1048588896.8544 | 1319222072.5951 | 1641398158.0741 | 2020675200.259 | 2460263827.1227 | 1995107532.869 | 2963700256.1628 | 3535793269.247 | 4180282056.1964 | 3120427668.178
| BC_OVER_DEL_3600 | 40100 | 143595180.3006 | 4874701.6013 | 690807.036 | 0 | 0 | 4311351.4846 | 13989039.6519 | 15581322.8912 | 29600648.6722 | 52822196.3205 | 52224215.8104 | 86271628.3517 | 131877098.5608 | 162546676.9524 | 192366564.0454 | 270469506.7093 | 367725527.8256 | 489008544.4079 | 639017196.1769 | 823056004.4226 | 885766533.4012 | 1048588896.8544 | 1319222072.5951 | 1641398158.0741 | 2020675200.259 | 2460263827.1227 | 1995107532.869 | 2963700256.1628 | 3535793269.247 | 4180282056.1964 | 3120427668.178
| BC_OVER_DEL_3200 | 40500 | 162223068.6258 | 12098738.7445 | 4874701.6013 | 539384.5397 | 690807.036 | 0 | 4311351.4846 | 5109622.8311 | 13989039.6519 | 29600648.6722 | 29719882.057 | 52822196.3205 | 86271628.3517 | 109307496.7802 | 131877098.5608 | 192366564.0454 | 270469506.7093 | 367725527.8256 | 489008544.4079 | 639017196.1769 | 685466859.672 | 823056004.4226 | 1048588896.8544 | 1319222072.5951 | 1641398158.0741 | 2020675200.259 | 1627419130.5348 | 2460263827.1227 | 2963700256.1628 | 3535793269.247 | 2684188786.3442
| BC_OVER_DEL_2800 | 40900 | 181112013.8445 | 21846386.9371 | 12098738.7445 | 4562970.4467 | 4874701.6013 | 690807.036 | 0 | 441726.7681 | 4311351.4846 | 13989039.6519 | 14023258.8005 | 29600648.6722 | 52822196.3205 | 69269710.8813 | 86271628.3517 | 131877098.5608 | 192366564.0454 | 270469506.7093 | 367725527.8256 | 489008544.4079 | 523418629.9811 | 639017196.1769 | 823056004.4226 | 1048588896.8544 | 1319222072.5951 | 1641398158.0741 | 1314108710.9358 | 2020675200.259 | 2460263827.1227 | 2963700256.1628 | 2294406604.1606
| CT | 41000 | 185867116.4191 | 24623240.4591 | 14317886.1669 | 6064970.2902 | 6416691.7278 | 1427487.8935 | 200121.2929 | 0 | 2727750.8676 | 11050822.3027 | 11049676.6041 | 25064079.0858 | 46194943.4111 | 61189514.0432 | 76778327.3458 | 119290833.2597 | 175566555.9776 | 249296494.1079 | 341367530.2974 | 456154855.1176 | 488076166.4126 | 598604609.9688 | 773385875.3443 | 988148512.1659 | 1246998603.0428 | 1555674315.9553 | 1243691863.6773 | 1920301375.0416 | 2344556951.1256 | 2831585300.5818 | 2203977478.5098
| BC_OVER_DEL_2400 | 41300 | 200197299.3412 | 33666587.2281 | 21846386.9371 | 11625025.3437 | 12098738.7445 | 4874701.6013 | 690807.036 | 203601.7806 | 0 | 4311351.4846 | 4270045.5901 | 13989039.6519 | 29600648.6722 | 40965229.4159 | 52822196.3205 | 86271628.3517 | 131877098.5608 | 192366564.0454 | 270469506.7093 | 367725527.8256 | 393225223.7315 | 489008544.4079 | 639017196.1769 | 823056004.4226 | 1048588896.8544 | 1319222072.5951 | 1049724322.5019 | 1641398158.0741 | 2020675200.259 | 2460263827.1227 | 1948895815.645
| BC_OVER_DEL_2000 | 41700 | 219428643.2212 | 47174696.2706 | 33666587.2281 | 21214342.2493 | 21846386.9371 | 12098738.7445 | 4874701.6013 | 3418894.1562 | 690807.036 | 0 | 0 | 4311351.4846 | 13989039.6519 | 21519380.0943 | 29600648.6722 | 52822196.3205 | 86271628.3517 | 131877098.5608 | 192366564.0454 | 270469506.7093 | 289374867.968 | 367725527.8256 | 489008544.4079 | 639017196.1769 | 823056004.4226 | 1048588896.8544 | 828488408.8621 | 1319222072.5951 | 1641398158.0741 | 2020675200.259 | 1643360446.5285
| ST | 41700 | 219428643.2212 | 47174696.2706 | 33666587.2281 | 21214342.2493 | 21846386.9371 | 12098738.7445 | 4874701.6013 | 3418894.1562 | 690807.036 | 0 | 0 | 4311351.4846 | 13989039.6519 | 21519380.0943 | 29600648.6722 | 52822196.3205 | 86271628.3517 | 131877098.5608 | 192366564.0454 | 270469506.7093 | 289374867.968 | 367725527.8256 | 489008544.4079 | 639017196.1769 | 823056004.4226 | 1048588896.8544 | 828488408.8621 | 1319222072.5951 | 1641398158.0741 | 2020675200.259 | 1643360446.5285
| BC_OVER_DEL_1600 | 42100 | 238767435.3561 | 62045544.322 | 47174696.2706 | 32890606.4457 | 33666587.2281 | 21846386.9371 | 12098738.7445 | 9591446.6676 | 4874701.6013 | 690807.036 | 531472.0287 | 0 | 4311351.4846 | 8813699.9743 | 13989039.6519 | 29600648.6722 | 52822196.3205 | 86271628.3517 | 131877098.5608 | 192366564.0454 | 206305285.6078 | 270469506.7093 | 367725527.8256 | 489008544.4079 | 639017196.1769 | 823056004.4226 | 647170352.7374 | 1048588896.8544 | 1319222072.5951 | 1641398158.0741 | 1373295355.1522
| BC_OVER_DEL_1200 | 42500 | 258184380.3202 | 78006777.6958 | 62045544.322 | 46275481.504 | 47174696.2706 | 33666587.2281 | 21846386.9371 | 18554776.7133 | 12098738.7445 | 4874701.6013 | 4616738.1318 | 690807.036 | 0 | 1672643.3155 | 4311351.4846 | 13989039.6519 | 29600648.6722 | 52822196.3205 | 86271628.3517 | 131877098.5608 | 142131466.8005 | 192366564.0454 | 270469506.7093 | 367725527.8256 | 489008544.4079 | 639017196.1769 | 498138188.1291 | 823056004.4226 | 1048588896.8544 | 1319222072.5951 | 1136617566.6423
| BC_LOW_DEMAND | 42900 | 277657518.3656 | 94832452.6227 | 78006777.6958 | 61046601.8632 | 62045544.322 | 47174696.2706 | 33666587.2281 | 29586853.2115 | 21846386.9371 | 12098738.7445 | 11830933.3661 | 4874701.6013 | 690807.036 | 0 | 0 | 4311351.4846 | 13989039.6519 | 29600648.6722 | 52822196.3205 | 86271628.3517 | 93778765.8063 | 131877098.5608 | 192366564.0454 | 270469506.7093 | 367725527.8256 | 489008544.4079 | 376652123.8511 | 639017196.1769 | 823056004.4226 | 1048588896.8544 | 931769394.6613
| BC_OVER_DEL_800 | 42900 | 277657518.3656 | 94832452.6227 | 78006777.6958 | 61046601.8632 | 62045544.322 | 47174696.2706 | 33666587.2281 | 29586853.2115 | 21846386.9371 | 12098738.7445 | 11830933.3661 | 4874701.6013 | 690807.036 | 0 | 0 | 4311351.4846 | 13989039.6519 | 29600648.6722 | 52822196.3205 | 86271628.3517 | 93778765.8063 | 131877098.5608 | 192366564.0454 | 270469506.7093 | 367725527.8256 | 489008544.4079 | 376652123.8511 | 639017196.1769 | 823056004.4226 | 1048588896.8544 | 931769394.6613
| BC_OVER_DEL_400 | 43300 | 297170589.9422 | 112336964.6081 | 94832452.6227 | 76931749.7408 | 78006777.6958 | 62045544.322 | 47174696.2706 | 42343301.6342 | 33666587.2281 | 21846386.9371 | 21627683.4241 | 12098738.7445 | 4874701.6013 | 2463861.3805 | 690807.036 | 0 | 4311351.4846 | 13989039.6519 | 29600648.6722 | 52822196.3205 | 58224248.1486 | 86271628.3517 | 131877098.5608 | 192366564.0454 | 270469506.7093 | 367725527.8256 | 278834272.9208 | 489008544.4079 | 639017196.1769 | 823056004.4226 | 755220307.4571
| BC | 43700 | 316711705.3094 | 130369382.6746 | 112336964.6081 | 93703245.0696 | 94832452.6227 | 78006777.6958 | 62045544.322 | 56554089.2249 | 47174696.2706 | 33666587.2281 | 33535369.0604 | 21846386.9371 | 12098738.7445 | 8216087.1132 | 4874701.6013 | 690807.036 | 0 | 4311351.4846 | 13989039.6519 | 29600648.6722 | 33366070.2328 | 52822196.3205 | 86271628.3517 | 131877098.5608 | 192366564.0454 | 270469506.7093 | 200288752.469 | 367725527.8256 | 489008544.4079 | 639017196.1769 | 602591299.9313
| BC_NON_DEL_400 | 44100 | 336272279.2321 | 148808241.0393 | 130369382.6746 | 111172583.8974 | 112336964.6081 | 94832452.6227 | 78006777.6958 | 71944008.2755 | 62045544.322 | 47174696.2706 | 47153072.6271 | 33666587.2281 | 21846386.9371 | 16765059.5105 | 12098738.7445 | 4874701.6013 | 690807.036 | 0 | 4311351.4846 | 13989039.6519 | 16426280.7594 | 29600648.6722 | 52822196.3205 | 86271628.3517 | 131877098.5608 | 192366564.0454 | 138365813.0497 | 270469506.7093 | 367725527.8256 | 489008544.4079 | 471807363.0862
| BC_NON_DEL_800 | 44500 | 355846191.2349 | 167556822.9778 | 148808241.0393 | 129185364.253 | 130369382.6746 | 112336964.6081 | 94832452.6227 | 88282771.8796 | 78006777.6958 | 62045544.322 | 62143154.491 | 47174696.2706 | 33666587.2281 | 27616007.4165 | 21846386.9371 | 12098738.7445 | 4874701.6013 | 690807.036 | 0 | 4311351.4846 | 5637911.9593 | 13989039.6519 | 29600648.6722 | 52822196.3205 | 86271628.3517 | 131877098.5608 | 91704432.2033 | 192366564.0454 | 270469506.7093 | 367725527.8256 | 362487880.6281
| BC_NON_DEL_1200 | 44900 | 375429133.9479 | 186538954.0073 | 167556822.9778 | 147616538.2566 | 148808241.0393 | 130369382.6746 | 112336964.6081 | 105378379.6605 | 94832452.6227 | 78006777.6958 | 78224105.798 | 62045544.322 | 47174696.2706 | 40347109.6653 | 33666587.2281 | 21846386.9371 | 12098738.7445 | 4874701.6013 | 690807.036 | 0 | 401734.6663 | 4311351.4846 | 13989039.6519 | 29600648.6722 | 52822196.3205 | 86271628.3517 | 56551153.4598 | 131877098.5608 | 192366564.0454 | 270469506.7093 | 272193528.6116
| BC_COLD | 45000 | 380325906.9288 | 191313703.7705 | 172283039.6058 | 152277487.7491 | 153469646.3529 | 134945160.2818 | 116800788.1971 | 109751286.8989 | 99151386.2138 | 82140049.5007 | 82386584.3656 | 65943200.114 | 50776142.6355 | 43780424.6347 | 36899039.4686 | 24623240.4591 | 14317886.1669 | 6416691.7278 | 1427487.8935 | 200121.2929 | 0 | 2727750.8676 | 11050822.3027 | 25064079.0858 | 46194943.4111 | 76778327.3458 | 49475711.2611 | 119290833.2597 | 175566555.9776 | 249296494.1079 | 252226904.8745
| BC_NON_DEL_1600 | 45300 | 395018115.2598 | 205695305.0779 | 186538954.0073 | 166366025.3367 | 167556822.9778 | 148808241.0393 | 130369382.6746 | 123072249.5627 | 112336964.6081 | 94832452.6227 | 95163634.358 | 78006777.6958 | 62045544.322 | 54600586.5859 | 47174696.2706 | 33666587.2281 | 21846386.9371 | 12098738.7445 | 4874701.6013 | 690807.036 | 336057.34 | 0 | 4311351.4846 | 13989039.6519 | 29600648.6722 | 52822196.3205 | 31921552.6334 | 86271628.3517 | 131877098.5608 | 192366564.0454 | 198124430.957
| BC_NON_DEL_2000 | 45700 | 414611083.8693 | 224980192.0085 | 205695305.0779 | 185354714.3931 | 186538954.0073 | 167556822.9778 | 148808241.0393 | 141234659.2578 | 130369382.6746 | 112336964.6081 | 112772090.5804 | 94832452.6227 | 78006777.6958 | 70075766.9115 | 62045544.322 | 47174696.2706 | 33666587.2281 | 21846386.9371 | 12098738.7445 | 4874701.6013 | 3881444.4956 | 690807.036 | 0 | 4311351.4846 | 13989039.6519 | 29600648.6722 | 15434622.3276 | 52822196.3205 | 86271628.3517 | 131877098.5608 | 138379705.9969
| BC_NON_DEL_2400 | 46100 | 434206652.0054 | 244358845.4709 | 224980192.0085 | 204520873.4725 | 205695305.0779 | 186538954.0073 | 167556822.9778 | 159760539.1861 | 148808241.0393 | 130369382.6746 | 130896322.8574 | 112336964.6081 | 94832452.6227 | 86522370.7897 | 78006777.6958 | 62045544.322 | 47174696.2706 | 33666587.2281 | 21846386.9371 | 12098738.7445 | 10572812.2499 | 4874701.6013 | 690807.036 | 0 | 4311351.4846 | 13989039.6519 | 5080803.1515 | 29600648.6722 | 52822196.3205 | 86271628.3517 | 91394152.758
| BC_NON_DEL_2800 | 46500 | 453803893.2728 | 263805116.7141 | 244358845.4709 | 223816974.9416 | 224980192.0085 | 205695305.0779 | 186538954.0073 | 178565645.9168 | 167556822.9778 | 148808241.0393 | 149414030.9321 | 130369382.6746 | 112336964.6081 | 103734102.2313 | 94832452.6227 | 78006777.6958 | 62045544.322 | 47174696.2706 | 33666587.2281 | 21846386.9371 | 19880383.1963 | 12098738.7445 | 4874701.6013 | 690807.036 | 0 | 4311351.4846 | 219434.1153 | 13989039.6519 | 29600648.6722 | 52822196.3205 | 55864080.9628
| BC_NON_DEL_3200 | 46900 | 473402197.5443 | 283299577.9704 | 263805116.7141 | 243206933.198 | 244358845.4709 | 224980192.0085 | 205695305.0779 | 197583131.2252 | 186538954.0073 | 167556822.9778 | 168228663.3426 | 148808241.0393 | 130369382.6746 | 121542630.3074 | 112336964.6081 | 94832452.6227 | 78006777.6958 | 62045544.322 | 47174696.2706 | 33666587.2281 | 31341841.2197 | 21846386.9371 | 12098738.7445 | 4874701.6013 | 690807.036 | 0 | 573807.9606 | 4311351.4846 | 13989039.6519 | 29600648.6722 | 31298340.4089
| BC_HIGH_DEMAND | 47000 | 478301889.6811 | 288178957.6203 | 268674848.9067 | 248065753.4176 | 249214934.7969 | 229817217.593 | 210506002.1673 | 202364259.8105 | 191313703.7705 | 172283039.6058 | 172969480.1077 | 153469646.3529 | 134945160.2818 | 126071444.8317 | 116800788.1971 | 99151386.2138 | 82140049.5007 | 65943200.114 | 50776142.6355 | 36899039.4686 | 34496126.1964 | 24623240.4591 | 14317886.1669 | 6416691.7278 | 1427487.8935 | 200121.2929 | 0 | 2727750.8676 | 11050822.3027 | 25064079.0858 | 26487424.0593
| BC_NON_DEL_3600 | 47300 | 493001168.4073 | 302827972.9532 | 283299577.9704 | 262663741.493 | 263805116.7141 | 244358845.4709 | 224980192.0085 | 216760509.7698 | 205695305.0779 | 186538954.0073 | 187264882.6547 | 167556822.9778 | 148808241.0393 | 139812021.6398 | 130369382.6746 | 112336964.6081 | 94832452.6227 | 78006777.6958 | 62045544.322 | 47174696.2706 | 44562536.95 | 33666587.2281 | 21846386.9371 | 12098738.7445 | 4874701.6013 | 690807.036 | 2929147.2027 | 0 | 4311351.4846 | 13989039.6519 | 14735374.27
| BC_NON_DEL_4000 | 47700 | 512599696.0415 | 322379971.7334 | 302827972.9532 | 282167485.186 | 283299577.9704 | 263805116.7141 | 244358845.4709 | 236057017.0931 | 224980192.0085 | 205695305.0779 | 206464601.3186 | 186538954.0073 | 167556822.9778 | 158433668.4208 | 148808241.0393 | 130369382.6746 | 112336964.6081 | 94832452.6227 | 78006777.6958 | 62045544.322 | 59207967.85 | 47174696.2706 | 33666587.2281 | 21846386.9371 | 12098738.7445 | 4874701.6013 | 9451015.8397 | 690807.036 | 0 | 4311351.4846 | 4706373.5279
| BC_NON_DEL_4400 | 48100 | 532199696.0415 | 341948185.1778 | 322379971.7334 | 301703701.2552 | 302827972.9532 | 283299577.9704 | 263805116.7141 | 255441340.2923 | 244358845.4709 | 224980192.0085 | 225783572.7202 | 205695305.0779 | 186538954.0073 | 177321737.574 | 167556822.9778 | 148808241.0393 | 130369382.6746 | 112336964.6081 | 94832452.6227 | 78006777.6958 | 74996866.1786 | 62045544.322 | 47174696.2706 | 33666587.2281 | 21846386.9371 | 12098738.7445 | 18560094.0511 | 4874701.6013 | 690807.036 | 0 | 295094.8624
| FS | 48200 | 537099696.0415 | 346842122.0922 | 327270740.7677 | 306591542.7952 | 307714092.0799 | 288178957.6203 | 268674848.9067 | 260298213.9512 | 249214934.7969 | 229817217.593 | 230627843.0971 | 210506002.1673 | 191313703.7705 | 182077162.4713 | 172283039.6058 | 153469646.3529 | 134945160.2818 | 116800788.1971 | 99151386.2138 | 82140049.5007 | 79094339.1934 | 65943200.114 | 50776142.6355 | 36899039.4686 | 24623240.4591 | 14317886.1669 | 21187557.8883 | 6416691.7278 | 1427487.8935 | 200121.2929 | 0
Note: to read the regret cost table, each row corresponds to the scenario/sensitivity which sets the target capacity to procure (e.g. BC_NON_DEL_800 has a capacity to procure of 44,500MW) and each column corresponds to scenario/sensitivity in which the regret cost is measured. The LWR outcome regret cost is highlighted in yellow.

## Figure 39
Figure 39: LWR outcome and other cases modelled comparison – 2027/28
Return to Main Menu
Return to Chapter Contents
| Name | Graph Code | Capacity to Secure (GW) | Outside CM (GW) | Previously Contracted Capacity (GW) | Over Or Non Delivery (GW) in sensitivity | Total derated capacity (GW) | ACS Peak (GW) | BC | CT
| Leading the Way | LW | 35.4182 | 29.3304 | 12.903 | 0 | 64.7486 | 57.2 | #N/A | #N/A
| Over Delivery Sensitivity: 4400 | BC - 4400 | 39.2763 | 29.1883 | 13* | 4.4 | 68.4646 | 60.9 | 39.2763 | #N/A
| Over Delivery Sensitivity: 4000 | BC - 4000 | 39.6763 | 28.7883 | 13* | 4 | 68.4646 | 60.9 | 39.6763 | #N/A
| Over Delivery Sensitivity: 3600 | BC - 3600 | 40.0763 | 28.3883 | 13* | 3.6 | 68.4646 | 60.9 | 40.0763 | #N/A
| Warm Winter | BC_WARM | 40.1271 | 25.8316 | 13.0204 | 0 | 65.9587 | 60.9 | 40.1271 | #N/A
| Over Delivery Sensitivity: 3200 | BC - 3200 | 40.4763 | 27.9883 | 13* | 3.2 | 68.4646 | 60.9 | 40.4763 | #N/A
| Over Delivery Sensitivity: 2800 | BC - 2800 | 40.8763 | 27.5883 | 13* | 2.8 | 68.4646 | 60.9 | 40.8763 | #N/A
| Consumer Transformation | CT | 41.0159 | 27.1826 | 12.9656 | 0 | 68.1985 | 60.4 | #N/A | 41.0159
| Over Delivery Sensitivity: 2400 | BC - 2400 | 41.2763 | 27.1883 | 13* | 2.4 | 68.4646 | 60.9 | 41.2763 | #N/A
| Over Delivery Sensitivity: 2000 | BC - 2000 | 41.6763 | 26.7883 | 13* | 2 | 68.4646 | 60.9 | 41.6763 | #N/A
| System Transformation | ST | 41.722 | 26.2694 | 12.9569 | 0 | 67.9914 | 60.4 | #N/A | #N/A
| Over Delivery Sensitivity: 1600 | BC - 1600 | 42.0763 | 26.3883 | 13* | 1.6 | 68.4646 | 60.9 | 42.0763 | #N/A
| Over Delivery Sensitivity: 1200 | BC - 1200 | 42.4763 | 25.9883 | 13* | 1.2 | 68.4646 | 60.9 | 42.4763 | #N/A
| Low Demand | BC_LOW_DEMAND | 42.87 | 24.7634 | 12.9799 | 0 | 67.6335 | 60.1 | 42.87 | #N/A
| Over Delivery Sensitivity: 800 | BC - 800 | 42.8763 | 25.5883 | 13* | 0.8 | 68.4646 | 60.9 | 42.8763 | #N/A
| Over Delivery Sensitivity: 400 | BC - 400 | 43.2763 | 25.1883 | 13* | 0.4 | 68.4646 | 60.9 | 43.2763 | #N/A
| Base Case | BC | 43.6763 | 24.7883 | 12.9808 | 0 | 68.4646 | 60.9 | 43.6763 | #N/A
| Non Delivery Sensitivity: -400 | BC +400 | 44.0763 | 24.3883 | 13* | -0.4 | 68.4646 | 60.9 | 44.0763 | #N/A
| Non Delivery Sensitivity: -800 | BC +800 | 44.4763 | 23.9883 | 13* | -0.8 | 68.4646 | 60.9 | 44.4763 | #N/A
| Non Delivery Sensitivity: -1200 | BC +1200 | 44.8763 | 23.5883 | 13* | -1.2 | 68.4646 | 60.9 | 44.8763 | #N/A
| Cold Winter | BC_COLD | 44.9555 | 24.2666 | 12.961 | 0 | 69.2221 | 60.9 | 44.9555 | #N/A
| Non Delivery Sensitivity: -1600 | BC +1600 | 45.2763 | 23.1883 | 13* | -1.6 | 68.4646 | 60.9 | 45.2763 | #N/A
| Non Delivery Sensitivity: -2000 | BC +2000 | 45.6763 | 22.7883 | 13* | -2 | 68.4646 | 60.9 | 45.6763 | #N/A
| Non Delivery Sensitivity: -2400 | BC +2400 | 46.0763 | 22.3883 | 13* | -2.4 | 68.4646 | 60.9 | 46.0763 | #N/A
| Non Delivery Sensitivity: -2800 | BC +2800 | 46.4763 | 21.9883 | 13* | -2.8 | 68.4646 | 60.9 | 46.4763 | #N/A
| Non Delivery Sensitivity: -3200 | BC +3200 | 46.8763 | 21.5883 | 13* | -3.2 | 68.4646 | 60.9 | 46.8763 | #N/A
| High Demand | BC_HIGH_DEMAND | 46.9886 | 24.8379 | 12.9827 | 0 | 71.8265 | 64.2 | 46.9886 | #N/A
| Non Delivery Sensitivity: -3600 | BC +3600 | 47.2763 | 21.1883 | 13* | -3.6 | 68.4646 | 60.9 | 47.2763 | #N/A
| Non Delivery Sensitivity: -4000 | BC +4000 | 47.6763 | 20.7883 | 13* | -4 | 68.4646 | 60.9 | 47.6763 | #N/A
| Non Delivery Sensitivity: -4400 | BC +4400 | 48.0763 | 20.3883 | 13* | -4.4 | 68.4646 | 60.9 | 48.0763 | #N/A
| Falling Short | FS | 48.1784 | 23.2591 | 12.1162 | 0 | 71.4375 | 64.4 | #N/A | #N/A
[9 empty] | #N/A | #N/A
| LWR outcome (GW): | 44.5 | [6 empty] | #N/A | #N/A
* The previously contracted capacity figure assumes full delivery. Any over or non-delivery would be split between plants contracted in previous auctions and plants contracted in future auctions. As such this is accounted for in a separate column.

## Figure 40
Figure 40: Comparison with recommended T-4 requirement for 2026/27 in 2022 ECR
Return to Main Menu
Return to Chapter Contents
T-4 capacity to procure
| 2022 ECR 2026/27 recommendation | 43.9
| 2022 LWR decision (BC Non Del 3200) | -3.2
| 2022 Base Case 2026/27 requirement | 40.7
| Previously contracted change (2027/28 v 2026/27) in CM registers | -3.2
| Contracted storage / wind EFC change (2027/28 v 2026/27) | -0.9
| Non-CM capacity change (Autogen + RO/CFD) | 2.3
| Change in reserve reqt | 0.4
| 2027/28 ACS peak demand change | 0.4
| Other changes incl. de-rated margin for 3 hours LOLE | 0.9
| Change in Base Case requirement due to modelled non-delivery | 3.1
| 2023 Base Case (with non-del) 2027/28 requirement | 43.7
| 2023 LWR decision (BC Non Del 800) | 0.8
| LWR 2027/28 recommendation | 44.5
Note: all in derated GW
This chart isn't available in your version of Excel. Editing this shape or saving this workbook into a different file format will permanently break the chart.

## Table 21
Table 21: Sensitivity of T-4 LWR outcome to scenarios / sensitivities included in LWR
Return to Main Menu
Return to Chapter Contents
| Sensitivities added or removed | 2027/28 outcome
| Standard range | 44.5
| Include additional sensitivity 4.8 GW below the Base Case | 44.5
| Remove Leading the Way scenario | 45.3
| Remove Falling Short scenario (and non-delivery sensitivities above high demand) | 44.5
| Include additional sensitivity 4.8 GW above the Base Case | 44.9

## Figure 41
Figure 41: Sensitivity of LOLE to Capacity to Secure assuming no non-delivery – 2027/28
Return to Main Menu
Return to Chapter Contents
| Capacity to Secure assuming no non-delivery (MW) | ST | CT | FS | LW | BC | BC_LOW_DEMAND | BC_HIGH_DEMAND | BC_WARM | BC_COLD | BC_NON_DEL_400 | BC_NON_DEL_800 | BC_NON_DEL_1200 | BC_NON_DEL_1600 | BC_NON_DEL_2000 | BC_NON_DEL_2400 | BC_NON_DEL_2800 | BC_NON_DEL_3200 | BC_NON_DEL_3600 | BC_NON_DEL_4000 | BC_NON_DEL_4400 | BC_OVER_DEL_400 | BC_OVER_DEL_800 | BC_OVER_DEL_1200 | BC_OVER_DEL_1600 | BC_OVER_DEL_2000 | BC_OVER_DEL_2400 | BC_OVER_DEL_2800 | BC_OVER_DEL_3200 | BC_OVER_DEL_3600 | BC_OVER_DEL_4000 | BC_OVER_DEL_4400
| 37000 | 6.7264 | 5.5405 | 75.9389 | 0.23822 | 17.8602 | 12.5106 | 62.9659 | 3.2353 | 32.067 | 21.5654 | 25.9173 | 31.1518 | 37.4368 | 44.2089 | 52.0101 | 60.5509 | 69.5017 | 79.0359 | 89.2817 | 100.0317 | 14.9213 | 12.3449 | 9.977 | 8.1843 | 6.5621 | 5.3828 | 4.4812 | 3.6977 | 2.8977 | 2.374 | 1.9077
| 37100 | 6.4253 | 5.2893 | 74.0665 | 0.22146 | 17.0568 | 11.8306 | 60.8521 | 3.066 | 30.5452 | 20.5695 | 24.7776 | 29.7104 | 35.8497 | 42.4144 | 49.9745 | 58.3698 | 67.2244 | 76.5803 | 86.6669 | 97.3002 | 14.2795 | 11.6741 | 9.5197 | 7.7313 | 6.2436 | 5.1355 | 4.2777 | 3.5176 | 2.7561 | 2.2501 | 1.8041
| 37200 | 6.1465 | 5.0603 | 72.2109 | 0.20575 | 16.3025 | 11.1823 | 58.7565 | 2.92 | 29.1295 | 19.618 | 23.6729 | 28.3627 | 34.2563 | 40.6901 | 47.9926 | 56.2152 | 64.9767 | 74.174 | 84.0845 | 94.5987 | 13.6518 | 11.0438 | 9.0818 | 7.3044 | 5.9437 | 4.9064 | 4.0783 | 3.2767 | 2.6217 | 2.1305 | 1.7052
| 37300 | 5.8831 | 4.8429 | 70.3761 | 0.19104 | 15.5932 | 10.5989 | 56.6801 | 2.7812 | 27.7993 | 18.7142 | 22.6013 | 27.1042 | 32.6762 | 39.0388 | 46.0693 | 54.0924 | 62.7531 | 71.8163 | 81.539 | 91.926 | 13.012 | 10.4791 | 8.639 | 6.9137 | 5.6547 | 4.6895 | 3.8846 | 3.0624 | 2.4947 | 2.0165 | 1.611
| 37400 | 5.6326 | 4.6265 | 68.5688 | 0.17727 | 14.9213 | 10.0835 | 54.6281 | 2.6498 | 26.5264 | 17.8602 | 21.5654 | 25.9173 | 31.1518 | 37.4368 | 44.2089 | 52.0101 | 60.5509 | 69.5017 | 79.0359 | 89.2817 | 12.3449 | 9.977 | 8.1843 | 6.5621 | 5.3828 | 4.4812 | 3.6977 | 2.8977 | 2.374 | 1.9077 | 1.5212
| 37500 | 5.3909 | 4.3991 | 66.7939 | 0.16439 | 14.2795 | 9.6171 | 52.606 | 2.5248 | 25.2965 | 17.0568 | 20.5695 | 24.7776 | 29.7104 | 35.8497 | 42.4144 | 49.9745 | 58.3698 | 67.2244 | 76.5803 | 86.6669 | 11.6741 | 9.5197 | 7.7313 | 6.2436 | 5.1355 | 4.2777 | 3.5176 | 2.7561 | 2.2501 | 1.8041 | 1.4357
| 37600 | 5.1565 | 4.1636 | 65.0521 | 0.15234 | 13.6518 | 9.1717 | 50.6224 | 2.3962 | 24.1074 | 16.3025 | 19.618 | 23.6729 | 28.3627 | 34.2563 | 40.6901 | 47.9926 | 56.2152 | 64.9767 | 74.174 | 84.0845 | 11.0438 | 9.0818 | 7.3044 | 5.9437 | 4.9064 | 4.0783 | 3.2767 | 2.6217 | 2.1305 | 1.7052 | 1.3543
| 37700 | 4.9302 | 3.9355 | 63.3402 | 0.14109 | 13.012 | 8.7216 | 48.6837 | 2.2719 | 22.9612 | 15.5932 | 18.7142 | 22.6013 | 27.1042 | 32.6762 | 39.0388 | 46.0693 | 54.0924 | 62.7531 | 71.8163 | 81.539 | 10.4791 | 8.639 | 6.9137 | 5.6547 | 4.6895 | 3.8846 | 3.0624 | 2.4947 | 2.0165 | 1.611 | 1.2768
| 37800 | 4.7121 | 3.7235 | 61.654 | 0.13059 | 12.3449 | 8.2596 | 46.798 | 2.1532 | 21.8626 | 14.9213 | 17.8602 | 21.5654 | 25.9173 | 31.1518 | 37.4368 | 44.2089 | 52.0101 | 60.5509 | 69.5017 | 79.0359 | 9.977 | 8.1843 | 6.5621 | 5.3828 | 4.4812 | 3.6977 | 2.8977 | 2.374 | 1.9077 | 1.5212 | 1.2032
| 37900 | 4.4989 | 3.5324 | 59.9867 | 0.12079 | 11.6741 | 7.7994 | 44.9708 | 2.0398 | 20.816 | 14.2795 | 17.0568 | 20.5695 | 24.7776 | 29.7104 | 35.8497 | 42.4144 | 49.9745 | 58.3698 | 67.2244 | 76.5803 | 9.5197 | 7.7313 | 6.2436 | 5.1355 | 4.2777 | 3.5176 | 2.7561 | 2.2501 | 1.8041 | 1.4357 | 1.1332
| 38000 | 4.2881 | 3.3608 | 58.3309 | 0.11165 | 11.0438 | 7.3661 | 43.2067 | 1.9315 | 19.8246 | 13.6518 | 16.3025 | 19.618 | 23.6729 | 28.3627 | 34.2563 | 40.6901 | 47.9926 | 56.2152 | 64.9767 | 74.174 | 9.0818 | 7.3044 | 5.9437 | 4.9064 | 4.0783 | 3.2767 | 2.6217 | 2.1305 | 1.7052 | 1.3543 | 1.0667
| 38100 | 4.0817 | 3.201 | 56.6868 | 0.10314 | 10.4791 | 6.97 | 41.5086 | 1.828 | 18.8903 | 13.012 | 15.5932 | 18.7142 | 22.6013 | 27.1042 | 32.6762 | 39.0388 | 46.0693 | 54.0924 | 62.7531 | 71.8163 | 8.639 | 6.9137 | 5.6547 | 4.6895 | 3.8846 | 3.0624 | 2.4947 | 2.0165 | 1.611 | 1.2768 | 1.0036
| 38200 | 3.8816 | 3.044 | 55.0606 | 0.095218 | 9.977 | 6.6136 | 39.8794 | 1.7292 | 18.0136 | 12.3449 | 14.9213 | 17.8602 | 21.5654 | 25.9173 | 31.1518 | 37.4368 | 44.2089 | 52.0101 | 60.5509 | 69.5017 | 8.1843 | 6.5621 | 5.3828 | 4.4812 | 3.6977 | 2.8977 | 2.374 | 1.9077 | 1.5212 | 1.2032 | 0.94373
| 38300 | 3.6894 | 2.8913 | 53.4658 | 0.087844 | 9.5197 | 6.291 | 38.3112 | 1.6348 | 17.1925 | 11.6741 | 14.2795 | 17.0568 | 20.5695 | 24.7776 | 29.7104 | 35.8497 | 42.4144 | 49.9745 | 58.3698 | 67.2244 | 7.7313 | 6.2436 | 5.1355 | 4.2777 | 3.5176 | 2.7561 | 2.2501 | 1.8041 | 1.4357 | 1.1332 | 0.88695
| 38400 | 3.5052 | 2.752 | 51.9192 | 0.080988 | 9.0818 | 5.9872 | 36.7704 | 1.5448 | 16.4224 | 11.0438 | 13.6518 | 16.3025 | 19.618 | 23.6729 | 28.3627 | 34.2563 | 40.6901 | 47.9926 | 56.2152 | 64.9767 | 7.3044 | 5.9437 | 4.9064 | 4.0783 | 3.2767 | 2.6217 | 2.1305 | 1.7052 | 1.3543 | 1.0667 | 0.83314
| 38500 | 3.2704 | 2.6252 | 50.4294 | 0.074618 | 8.639 | 5.6947 | 35.2261 | 1.459 | 15.6948 | 10.4791 | 13.012 | 15.5932 | 18.7142 | 22.6013 | 27.1042 | 32.6762 | 39.0388 | 46.0693 | 54.0924 | 62.7531 | 6.9137 | 5.6547 | 4.6895 | 3.8846 | 3.0624 | 2.4947 | 2.0165 | 1.611 | 1.2768 | 1.0036 | 0.78216
| 38600 | 3.0746 | 2.5065 | 48.9971 | 0.068703 | 8.1843 | 5.4195 | 33.6731 | 1.3771 | 15.0016 | 9.977 | 12.3449 | 14.9213 | 17.8602 | 21.5654 | 25.9173 | 31.1518 | 37.4368 | 44.2089 | 52.0101 | 60.5509 | 6.5621 | 5.3828 | 4.4812 | 3.6977 | 2.8977 | 2.374 | 1.9077 | 1.5212 | 1.2032 | 0.94373 | 0.7339
| 38700 | 2.922 | 2.3935 | 47.6161 | 0.063214 | 7.7313 | 5.1692 | 32.1465 | 1.2992 | 14.3257 | 9.5197 | 11.6741 | 14.2795 | 17.0568 | 20.5695 | 24.7776 | 29.7104 | 35.8497 | 42.4144 | 49.9745 | 58.3698 | 6.2436 | 5.1355 | 4.2777 | 3.5176 | 2.7561 | 2.2501 | 1.8041 | 1.4357 | 1.1332 | 0.88695 | 0.68824
| 38800 | 2.7832 | 2.2835 | 46.2769 | 0.058125 | 7.3044 | 4.9373 | 30.6883 | 1.2249 | 13.6386 | 9.0818 | 11.0438 | 13.6518 | 16.3025 | 19.618 | 23.6729 | 28.3627 | 34.2563 | 40.6901 | 47.9926 | 56.2152 | 5.9437 | 4.9064 | 4.0783 | 3.2767 | 2.6217 | 2.1305 | 1.7052 | 1.3543 | 1.0667 | 0.83314 | 0.64505
| 38900 | 2.6479 | 2.1737 | 44.9705 | 0.05341 | 6.9137 | 4.7179 | 29.3192 | 1.1543 | 12.9243 | 8.639 | 10.4791 | 13.012 | 15.5932 | 18.7142 | 22.6013 | 27.1042 | 32.6762 | 39.0388 | 46.0693 | 54.0924 | 5.6547 | 4.6895 | 3.8846 | 3.0624 | 2.4947 | 2.0165 | 1.611 | 1.2768 | 1.0036 | 0.78216 | 0.60424
| 39000 | 2.5171 | 2.0646 | 43.6895 | 0.049044 | 6.5621 | 4.5073 | 28.0453 | 1.0871 | 12.2079 | 8.1843 | 9.977 | 12.3449 | 14.9213 | 17.8602 | 21.5654 | 25.9173 | 31.1518 | 37.4368 | 44.2089 | 52.0101 | 5.3828 | 4.4812 | 3.6977 | 2.8977 | 2.374 | 1.9077 | 1.5212 | 1.2032 | 0.94373 | 0.7339 | 0.56569
| 39100 | 2.392 | 1.9589 | 42.4294 | 0.045005 | 6.2436 | 4.3015 | 26.8564 | 1.0233 | 11.5362 | 7.7313 | 9.5197 | 11.6741 | 14.2795 | 17.0568 | 20.5695 | 24.7776 | 29.7104 | 35.8497 | 42.4144 | 49.9745 | 5.1355 | 4.2777 | 3.5176 | 2.7561 | 2.2501 | 1.8041 | 1.4357 | 1.1332 | 0.88695 | 0.68824 | 0.5293
| 39200 | 2.2639 | 1.8577 | 41.1866 | 0.04127 | 5.9437 | 4.0999 | 25.7294 | 0.9626 | 10.9358 | 7.3044 | 9.0818 | 11.0438 | 13.6518 | 16.3025 | 19.618 | 23.6729 | 28.3627 | 34.2563 | 40.6901 | 47.9926 | 4.9064 | 4.0783 | 3.2767 | 2.6217 | 2.1305 | 1.7052 | 1.3543 | 1.0667 | 0.83314 | 0.64505 | 0.49497
| 39300 | 2.1403 | 1.761 | 39.9581 | 0.037819 | 5.6547 | 3.9041 | 24.6425 | 0.90499 | 10.4031 | 6.9137 | 8.639 | 10.4791 | 13.012 | 15.5932 | 18.7142 | 22.6013 | 27.1042 | 32.6762 | 39.0388 | 46.0693 | 4.6895 | 3.8846 | 3.0624 | 2.4947 | 2.0165 | 1.611 | 1.2768 | 1.0036 | 0.78216 | 0.60424 | 0.4626
| 39400 | 2.0231 | 1.6413 | 38.7398 | 0.034633 | 5.3828 | 3.7152 | 23.587 | 0.85032 | 9.919 | 6.5621 | 8.1843 | 9.977 | 12.3449 | 14.9213 | 17.8602 | 21.5654 | 25.9173 | 31.1518 | 37.4368 | 44.2089 | 4.4812 | 3.6977 | 2.8977 | 2.374 | 1.9077 | 1.5212 | 1.2032 | 0.94373 | 0.7339 | 0.56569 | 0.43209
| 39500 | 1.9114 | 1.5379 | 37.5297 | 0.031693 | 5.1355 | 3.5333 | 22.5615 | 0.79848 | 9.4565 | 6.2436 | 7.7313 | 9.5197 | 11.6741 | 14.2795 | 17.0568 | 20.5695 | 24.7776 | 29.7104 | 35.8497 | 42.4144 | 4.2777 | 3.5176 | 2.7561 | 2.2501 | 1.8041 | 1.4357 | 1.1332 | 0.88695 | 0.68824 | 0.5293 | 0.40336
| 39600 | 1.8051 | 1.4585 | 36.3304 | 0.028983 | 4.9064 | 3.29 | 21.5672 | 0.74934 | 8.99 | 5.9437 | 7.3044 | 9.0818 | 11.0438 | 13.6518 | 16.3025 | 19.618 | 23.6729 | 28.3627 | 34.2563 | 40.6901 | 4.0783 | 3.2767 | 2.6217 | 2.1305 | 1.7052 | 1.3543 | 1.0667 | 0.83314 | 0.64505 | 0.49497 | 0.37632
| 39700 | 1.7037 | 1.3866 | 35.1477 | 0.026486 | 4.6895 | 3.0736 | 20.6063 | 0.70279 | 8.5122 | 5.6547 | 6.9137 | 8.639 | 10.4791 | 13.012 | 15.5932 | 18.7142 | 22.6013 | 27.1042 | 32.6762 | 39.0388 | 3.8846 | 3.0624 | 2.4947 | 2.0165 | 1.611 | 1.2768 | 1.0036 | 0.78216 | 0.60424 | 0.4626 | 0.35089
| 39800 | 1.6073 | 1.3168 | 33.9901 | 0.024187 | 4.4812 | 2.9074 | 19.6817 | 0.65873 | 8.0371 | 5.3828 | 6.5621 | 8.1843 | 9.977 | 12.3449 | 14.9213 | 17.8602 | 21.5654 | 25.9173 | 31.1518 | 37.4368 | 3.6977 | 2.8977 | 2.374 | 1.9077 | 1.5212 | 1.2032 | 0.94373 | 0.7339 | 0.56569 | 0.43209 | 0.32698
| 39900 | 1.5154 | 1.2502 | 32.8519 | 0.022073 | 4.2777 | 2.7645 | 18.7946 | 0.61704 | 7.5899 | 5.1355 | 6.2436 | 7.7313 | 9.5197 | 11.6741 | 14.2795 | 17.0568 | 20.5695 | 24.7776 | 29.7104 | 35.8497 | 3.5176 | 2.7561 | 2.2501 | 1.8041 | 1.4357 | 1.1332 | 0.88695 | 0.68824 | 0.5293 | 0.40336 | 0.30451
| 40000 | 1.4281 | 1.1869 | 31.7314 | 0.020129 | 4.0783 | 2.6289 | 17.9472 | 0.57762 | 7.1813 | 4.9064 | 5.9437 | 7.3044 | 9.0818 | 11.0438 | 13.6518 | 16.3025 | 19.618 | 23.6729 | 28.3627 | 34.2563 | 3.2767 | 2.6217 | 2.1305 | 1.7052 | 1.3543 | 1.0667 | 0.83314 | 0.64505 | 0.49497 | 0.37632 | 0.28342
| 40100 | 1.3451 | 1.1211 | 30.659 | 0.018343 | 3.8846 | 2.5008 | 17.1406 | 0.54038 | 6.814 | 4.6895 | 5.6547 | 6.9137 | 8.639 | 10.4791 | 13.012 | 15.5932 | 18.7142 | 22.6013 | 27.1042 | 32.6762 | 3.0624 | 2.4947 | 2.0165 | 1.611 | 1.2768 | 1.0036 | 0.78216 | 0.60424 | 0.4626 | 0.35089 | 0.26363
| 40200 | 1.2662 | 1.0572 | 29.6538 | 0.016704 | 3.6977 | 2.3791 | 16.3764 | 0.50521 | 6.4817 | 4.4812 | 5.3828 | 6.5621 | 8.1843 | 9.977 | 12.3449 | 14.9213 | 17.8602 | 21.5654 | 25.9173 | 31.1518 | 2.8977 | 2.374 | 1.9077 | 1.5212 | 1.2032 | 0.94373 | 0.7339 | 0.56569 | 0.43209 | 0.32698 | 0.24507
| 40300 | 1.1912 | 0.99687 | 28.703 | 0.0152 | 3.5176 | 2.2542 | 15.6547 | 0.47202 | 6.1692 | 4.2777 | 5.1355 | 6.2436 | 7.7313 | 9.5197 | 11.6741 | 14.2795 | 17.0568 | 20.5695 | 24.7776 | 29.7104 | 2.7561 | 2.2501 | 1.8041 | 1.4357 | 1.1332 | 0.88695 | 0.68824 | 0.5293 | 0.40336 | 0.30451 | 0.22768
| 40400 | 1.1201 | 0.93975 | 27.7878 | 0.013822 | 3.2767 | 2.1336 | 14.9745 | 0.44072 | 5.8685 | 4.0783 | 4.9064 | 5.9437 | 7.3044 | 9.0818 | 11.0438 | 13.6518 | 16.3025 | 19.618 | 23.6729 | 28.3627 | 2.6217 | 2.1305 | 1.7052 | 1.3543 | 1.0667 | 0.83314 | 0.64505 | 0.49497 | 0.37632 | 0.28342 | 0.21139
| 40500 | 1.0526 | 0.88545 | 26.9013 | 0.01256 | 3.0624 | 2.0188 | 14.3325 | 0.41122 | 5.5859 | 3.8846 | 4.6895 | 5.6547 | 6.9137 | 8.639 | 10.4791 | 13.012 | 15.5932 | 18.7142 | 22.6013 | 27.1042 | 2.4947 | 2.0165 | 1.611 | 1.2768 | 1.0036 | 0.78216 | 0.60424 | 0.4626 | 0.35089 | 0.26363 | 0.19614
| 40600 | 0.98867 | 0.83386 | 26.0423 | 0.011405 | 2.8977 | 1.9093 | 13.723 | 0.38344 | 5.3291 | 3.6977 | 4.4812 | 5.3828 | 6.5621 | 8.1843 | 9.977 | 12.3449 | 14.9213 | 17.8602 | 21.5654 | 25.9173 | 2.374 | 1.9077 | 1.5212 | 1.2032 | 0.94373 | 0.7339 | 0.56569 | 0.43209 | 0.32698 | 0.24507 | 0.18188
| 40700 | 0.92807 | 0.78488 | 25.2093 | 0.010349 | 2.7561 | 1.8049 | 13.1335 | 0.35729 | 5.0914 | 3.5176 | 4.2777 | 5.1355 | 6.2436 | 7.7313 | 9.5197 | 11.6741 | 14.2795 | 17.0568 | 20.5695 | 24.7776 | 2.2501 | 1.8041 | 1.4357 | 1.1332 | 0.88695 | 0.68824 | 0.5293 | 0.40336 | 0.30451 | 0.22768 | 0.16855
| 40800 | 0.87069 | 0.73839 | 24.4004 | 0.0093833 | 2.6217 | 1.7054 | 12.5365 | 0.3327 | 4.8665 | 3.2767 | 4.0783 | 4.9064 | 5.9437 | 7.3044 | 9.0818 | 11.0438 | 13.6518 | 16.3025 | 19.618 | 23.6729 | 2.1305 | 1.7052 | 1.3543 | 1.0667 | 0.83314 | 0.64505 | 0.49497 | 0.37632 | 0.28342 | 0.21139 | 0.1561
| 40900 | 0.81639 | 0.6943 | 23.6054 | 0.0085019 | 2.4947 | 1.6105 | 11.9143 | 0.30958 | 4.6508 | 3.0624 | 3.8846 | 4.6895 | 5.6547 | 6.9137 | 8.639 | 10.4791 | 13.012 | 15.5932 | 18.7142 | 22.6013 | 2.0165 | 1.611 | 1.2768 | 1.0036 | 0.78216 | 0.60424 | 0.4626 | 0.35089 | 0.26363 | 0.19614 | 0.14448
| 41000 | 0.76503 | 0.6525 | 22.8141 | 0.0076976 | 2.374 | 1.5202 | 11.2854 | 0.28787 | 4.44 | 2.8977 | 3.6977 | 4.4812 | 5.3828 | 6.5621 | 8.1843 | 9.977 | 12.3449 | 14.9213 | 17.8602 | 21.5654 | 1.9077 | 1.5212 | 1.2032 | 0.94373 | 0.7339 | 0.56569 | 0.43209 | 0.32698 | 0.24507 | 0.18188 | 0.13363
| 41100 | 0.71648 | 0.61289 | 22.0195 | 0.0069643 | 2.2501 | 1.4342 | 10.6875 | 0.2675 | 4.2336 | 2.7561 | 3.5176 | 4.2777 | 5.1355 | 6.2436 | 7.7313 | 9.5197 | 11.6741 | 14.2795 | 17.0568 | 20.5695 | 1.8041 | 1.4357 | 1.1332 | 0.88695 | 0.68824 | 0.5293 | 0.40336 | 0.30451 | 0.22768 | 0.16855 | 0.12352
| 41200 | 0.67063 | 0.57539 | 21.2182 | 0.0062963 | 2.1305 | 1.3524 | 10.1456 | 0.24839 | 4.0332 | 2.6217 | 3.2767 | 4.0783 | 4.9064 | 5.9437 | 7.3044 | 9.0818 | 11.0438 | 13.6518 | 16.3025 | 19.618 | 1.7052 | 1.3543 | 1.0667 | 0.83314 | 0.64505 | 0.49497 | 0.37632 | 0.28342 | 0.21139 | 0.1561 | 0.1141
| 41300 | 0.62733 | 0.53989 | 20.4153 | 0.0056881 | 2.0165 | 1.2745 | 9.658 | 0.23048 | 3.8398 | 2.4947 | 3.0624 | 3.8846 | 4.6895 | 5.6547 | 6.9137 | 8.639 | 10.4791 | 13.012 | 15.5932 | 18.7142 | 1.611 | 1.2768 | 1.0036 | 0.78216 | 0.60424 | 0.4626 | 0.35089 | 0.26363 | 0.19614 | 0.14448 | 0.10533
| 41400 | 0.58648 | 0.5063 | 19.6206 | 0.0051349 | 1.9077 | 1.2006 | 9.2122 | 0.21371 | 3.6536 | 2.374 | 2.8977 | 3.6977 | 4.4812 | 5.3828 | 6.5621 | 8.1843 | 9.977 | 12.3449 | 14.9213 | 17.8602 | 1.5212 | 1.2032 | 0.94373 | 0.7339 | 0.56569 | 0.43209 | 0.32698 | 0.24507 | 0.18188 | 0.13363 | 0.097172
| 41500 | 0.54797 | 0.47455 | 18.8444 | 0.0046321 | 1.8041 | 1.1303 | 8.7985 | 0.19801 | 3.4046 | 2.2501 | 2.7561 | 3.5176 | 4.2777 | 5.1355 | 6.2436 | 7.7313 | 9.5197 | 11.6741 | 14.2795 | 17.0568 | 1.4357 | 1.1332 | 0.88695 | 0.68824 | 0.5293 | 0.40336 | 0.30451 | 0.22768 | 0.16855 | 0.12352 | 0.089585
| 41600 | 0.51167 | 0.44455 | 18.0966 | 0.0041754 | 1.7052 | 1.0635 | 8.4029 | 0.18333 | 3.183 | 2.1305 | 2.6217 | 3.2767 | 4.0783 | 4.9064 | 5.9437 | 7.3044 | 9.0818 | 11.0438 | 13.6518 | 16.3025 | 1.3543 | 1.0667 | 0.83314 | 0.64505 | 0.49497 | 0.37632 | 0.28342 | 0.21139 | 0.1561 | 0.1141 | 0.082535
| 41700 | 0.4775 | 0.41622 | 17.3839 | 0.0037609 | 1.611 | 1.0002 | 8.0068 | 0.16961 | 3.0129 | 2.0165 | 2.4947 | 3.0624 | 3.8846 | 4.6895 | 5.6547 | 6.9137 | 8.639 | 10.4791 | 13.012 | 15.5932 | 1.2768 | 1.0036 | 0.78216 | 0.60424 | 0.4626 | 0.35089 | 0.26363 | 0.19614 | 0.14448 | 0.10533 | 0.07599
| 41800 | 0.44533 | 0.38948 | 16.7075 | 0.003385 | 1.5212 | 0.94015 | 7.6012 | 0.15681 | 2.8665 | 1.9077 | 2.374 | 2.8977 | 3.6977 | 4.4812 | 5.3828 | 6.5621 | 8.1843 | 9.977 | 12.3449 | 14.9213 | 1.2032 | 0.94373 | 0.7339 | 0.56569 | 0.43209 | 0.32698 | 0.24507 | 0.18188 | 0.13363 | 0.097172 | 0.069916
| 41900 | 0.41507 | 0.36426 | 16.0632 | 0.0030444 | 1.4357 | 0.88321 | 7.1931 | 0.14486 | 2.7276 | 1.8041 | 2.2501 | 2.7561 | 3.5176 | 4.2777 | 5.1355 | 6.2436 | 7.7313 | 9.5197 | 11.6741 | 14.2795 | 1.1332 | 0.88695 | 0.68824 | 0.5293 | 0.40336 | 0.30451 | 0.22768 | 0.16855 | 0.12352 | 0.089585 | 0.064285
| 42000 | 0.38663 | 0.34047 | 15.445 | 0.0027361 | 1.3543 | 0.82927 | 6.8014 | 0.13372 | 2.5963 | 1.7052 | 2.1305 | 2.6217 | 3.2767 | 4.0783 | 4.9064 | 5.9437 | 7.3044 | 9.0818 | 11.0438 | 13.6518 | 1.0667 | 0.83314 | 0.64505 | 0.49497 | 0.37632 | 0.28342 | 0.21139 | 0.1561 | 0.1141 | 0.082535 | 0.059067
| 42100 | 0.35992 | 0.31807 | 14.8465 | 0.0024571 | 1.2768 | 0.77819 | 6.4392 | 0.12334 | 2.4716 | 1.611 | 2.0165 | 2.4947 | 3.0624 | 3.8846 | 4.6895 | 5.6547 | 6.9137 | 8.639 | 10.4791 | 13.012 | 1.0036 | 0.78216 | 0.60424 | 0.4626 | 0.35089 | 0.26363 | 0.19614 | 0.14448 | 0.10533 | 0.07599 | 0.054235
| 42200 | 0.33484 | 0.29697 | 14.2635 | 0.0022048 | 1.2032 | 0.72985 | 6.1112 | 0.11368 | 2.3435 | 1.5212 | 1.9077 | 2.374 | 2.8977 | 3.6977 | 4.4812 | 5.3828 | 6.5621 | 8.1843 | 9.977 | 12.3449 | 0.94373 | 0.7339 | 0.56569 | 0.43209 | 0.32698 | 0.24507 | 0.18188 | 0.13363 | 0.097172 | 0.069916 | 0.049764
| 42300 | 0.31132 | 0.27711 | 13.6955 | 0.001977 | 1.1332 | 0.68413 | 5.8126 | 0.10469 | 2.2197 | 1.4357 | 1.8041 | 2.2501 | 2.7561 | 3.5176 | 4.2777 | 5.1355 | 6.2436 | 7.7313 | 9.5197 | 11.6741 | 0.88695 | 0.68824 | 0.5293 | 0.40336 | 0.30451 | 0.22768 | 0.16855 | 0.12352 | 0.089585 | 0.064285 | 0.04563
| 42400 | 0.28926 | 0.25843 | 13.138 | 0.0017714 | 1.0667 | 0.64092 | 5.5308 | 0.096341 | 2.1018 | 1.3543 | 1.7052 | 2.1305 | 2.6217 | 3.2767 | 4.0783 | 4.9064 | 5.9437 | 7.3044 | 9.0818 | 11.0438 | 0.83314 | 0.64505 | 0.49497 | 0.37632 | 0.28342 | 0.21139 | 0.1561 | 0.1141 | 0.082535 | 0.059067 | 0.041811
| 42500 | 0.2686 | 0.24087 | 12.605 | 0.0015859 | 1.0036 | 0.60009 | 5.2621 | 0.088586 | 1.9892 | 1.2768 | 1.611 | 2.0165 | 2.4947 | 3.0624 | 3.8846 | 4.6895 | 5.6547 | 6.9137 | 8.639 | 10.4791 | 0.78216 | 0.60424 | 0.4626 | 0.35089 | 0.26363 | 0.19614 | 0.14448 | 0.10533 | 0.07599 | 0.054235 | 0.038284
| 42600 | 0.24925 | 0.22438 | 12.1012 | 0.0014188 | 0.94373 | 0.56155 | 5.0132 | 0.081391 | 1.8819 | 1.2032 | 1.5212 | 1.9077 | 2.374 | 2.8977 | 3.6977 | 4.4812 | 5.3828 | 6.5621 | 8.1843 | 9.977 | 0.7339 | 0.56569 | 0.43209 | 0.32698 | 0.24507 | 0.18188 | 0.13363 | 0.097172 | 0.069916 | 0.049764 | 0.035031
| 42700 | 0.23115 | 0.20889 | 11.6037 | 0.0012683 | 0.88695 | 0.52517 | 4.7862 | 0.07472 | 1.7795 | 1.1332 | 1.4357 | 1.8041 | 2.2501 | 2.7561 | 3.5176 | 4.2777 | 5.1355 | 6.2436 | 7.7313 | 9.5197 | 0.68824 | 0.5293 | 0.40336 | 0.30451 | 0.22768 | 0.16855 | 0.12352 | 0.089585 | 0.064285 | 0.04563 | 0.032031
| 42800 | 0.21423 | 0.19436 | 11.108 | 0.0011329 | 0.83314 | 0.49087 | 4.5748 | 0.068541 | 1.6818 | 1.0667 | 1.3543 | 1.7052 | 2.1305 | 2.6217 | 3.2767 | 4.0783 | 4.9064 | 5.9437 | 7.3044 | 9.0818 | 0.64505 | 0.49497 | 0.37632 | 0.28342 | 0.21139 | 0.1561 | 0.1141 | 0.082535 | 0.059067 | 0.041811 | 0.029267
| 42900 | 0.19841 | 0.18073 | 10.6252 | 0.0010112 | 0.78216 | 0.45854 | 4.3748 | 0.062821 | 1.5887 | 1.0036 | 1.2768 | 1.611 | 2.0165 | 2.4947 | 3.0624 | 3.8846 | 4.6895 | 5.6547 | 6.9137 | 8.639 | 0.60424 | 0.4626 | 0.35089 | 0.26363 | 0.19614 | 0.14448 | 0.10533 | 0.07599 | 0.054235 | 0.038284 | 0.026723
| 43000 | 0.18365 | 0.16796 | 10.1627 | 0.00090184 | 0.7339 | 0.42809 | 4.1831 | 0.057532 | 1.4999 | 0.94373 | 1.2032 | 1.5212 | 1.9077 | 2.374 | 2.8977 | 3.6977 | 4.4812 | 5.3828 | 6.5621 | 8.1843 | 0.56569 | 0.43209 | 0.32698 | 0.24507 | 0.18188 | 0.13363 | 0.097172 | 0.069916 | 0.049764 | 0.035031 | 0.024382
| 43100 | 0.16987 | 0.15599 | 9.7235 | 0.00080369 | 0.68824 | 0.39943 | 3.9966 | 0.052645 | 1.4154 | 0.88695 | 1.1332 | 1.4357 | 1.8041 | 2.2501 | 2.7561 | 3.5176 | 4.2777 | 5.1355 | 6.2436 | 7.7313 | 0.5293 | 0.40336 | 0.30451 | 0.22768 | 0.16855 | 0.12352 | 0.089585 | 0.064285 | 0.04563 | 0.032031 | 0.022231
| 43200 | 0.15702 | 0.1448 | 9.3069 | 0.00071567 | 0.64505 | 0.37246 | 3.8141 | 0.048132 | 1.3349 | 0.83314 | 1.0667 | 1.3543 | 1.7052 | 2.1305 | 2.6217 | 3.2767 | 4.0783 | 4.9064 | 5.9437 | 7.3044 | 0.49497 | 0.37632 | 0.28342 | 0.21139 | 0.1561 | 0.1141 | 0.082535 | 0.059067 | 0.041811 | 0.029267 | 0.020254
| 43300 | 0.14504 | 0.13432 | 8.9073 | 0.0006368 | 0.60424 | 0.34711 | 3.6362 | 0.04397 | 1.2584 | 0.78216 | 1.0036 | 1.2768 | 1.611 | 2.0165 | 2.4947 | 3.0624 | 3.8846 | 4.6895 | 5.6547 | 6.9137 | 0.4626 | 0.35089 | 0.26363 | 0.19614 | 0.14448 | 0.10533 | 0.07599 | 0.054235 | 0.038284 | 0.026723 | 0.01844
| 43400 | 0.13389 | 0.12453 | 8.4995 | 0.00056617 | 0.56569 | 0.32329 | 3.4639 | 0.040134 | 1.1855 | 0.7339 | 0.94373 | 1.2032 | 1.5212 | 1.9077 | 2.374 | 2.8977 | 3.6977 | 4.4812 | 5.3828 | 6.5621 | 0.43209 | 0.32698 | 0.24507 | 0.18188 | 0.13363 | 0.097172 | 0.069916 | 0.049764 | 0.035031 | 0.024382 | 0.016776
| 43500 | 0.12352 | 0.11538 | 8.0599 | 0.00050298 | 0.5293 | 0.30092 | 3.2979 | 0.036602 | 1.1163 | 0.68824 | 0.88695 | 1.1332 | 1.4357 | 1.8041 | 2.2501 | 2.7561 | 3.5176 | 4.2777 | 5.1355 | 6.2436 | 0.40336 | 0.30451 | 0.22768 | 0.16855 | 0.12352 | 0.089585 | 0.064285 | 0.04563 | 0.032031 | 0.022231 | 0.015251
| 43600 | 0.11387 | 0.10684 | 7.6076 | 0.0004465 | 0.49497 | 0.27992 | 3.0912 | 0.033353 | 1.0506 | 0.64505 | 0.83314 | 1.0667 | 1.3543 | 1.7052 | 2.1305 | 2.6217 | 3.2767 | 4.0783 | 4.9064 | 5.9437 | 0.37632 | 0.28342 | 0.21139 | 0.1561 | 0.1141 | 0.082535 | 0.059067 | 0.041811 | 0.029267 | 0.020254 | 0.013854
| 43700 | 0.1049 | 0.098867 | 7.1754 | 0.00039604 | 0.4626 | 0.26023 | 2.8891 | 0.030365 | 0.98812 | 0.60424 | 0.78216 | 1.0036 | 1.2768 | 1.611 | 2.0165 | 2.4947 | 3.0624 | 3.8846 | 4.6895 | 5.6547 | 0.35089 | 0.26363 | 0.19614 | 0.14448 | 0.10533 | 0.07599 | 0.054235 | 0.038284 | 0.026723 | 0.01844 | 0.012576
| 43800 | 0.09658 | 0.091433 | 6.7825 | 0.00035101 | 0.43209 | 0.24178 | 2.7271 | 0.027622 | 0.92886 | 0.56569 | 0.7339 | 0.94373 | 1.2032 | 1.5212 | 1.9077 | 2.374 | 2.8977 | 3.6977 | 4.4812 | 5.3828 | 0.32698 | 0.24507 | 0.18188 | 0.13363 | 0.097172 | 0.069916 | 0.049764 | 0.035031 | 0.024382 | 0.016776 | 0.011407
| 43900 | 0.088854 | 0.084506 | 6.4307 | 0.00031086 | 0.40336 | 0.2245 | 2.5922 | 0.025105 | 0.87265 | 0.5293 | 0.68824 | 0.88695 | 1.1332 | 1.4357 | 1.8041 | 2.2501 | 2.7561 | 3.5176 | 4.2777 | 5.1355 | 0.30451 | 0.22768 | 0.16855 | 0.12352 | 0.089585 | 0.064285 | 0.04563 | 0.032031 | 0.022231 | 0.015251 | 0.01034
| 44000 | 0.081691 | 0.078055 | 6.112 | 0.00027507 | 0.37632 | 0.20832 | 2.4673 | 0.022797 | 0.81936 | 0.49497 | 0.64505 | 0.83314 | 1.0667 | 1.3543 | 1.7052 | 2.1305 | 2.6217 | 3.2767 | 4.0783 | 4.9064 | 0.28342 | 0.21139 | 0.1561 | 0.1141 | 0.082535 | 0.059067 | 0.041811 | 0.029267 | 0.020254 | 0.013854 | 0.0093646
| 44100 | 0.075053 | 0.07205 | 5.8176 | 0.00024322 | 0.35089 | 0.19318 | 2.3491 | 0.020683 | 0.76887 | 0.4626 | 0.60424 | 0.78216 | 1.0036 | 1.2768 | 1.611 | 2.0165 | 2.4947 | 3.0624 | 3.8846 | 4.6895 | 0.26363 | 0.19614 | 0.14448 | 0.10533 | 0.07599 | 0.054235 | 0.038284 | 0.026723 | 0.01844 | 0.012576 | 0.0084752
| 44200 | 0.068907 | 0.066466 | 5.5414 | 0.00021488 | 0.32698 | 0.17903 | 2.237 | 0.018749 | 0.72107 | 0.43209 | 0.56569 | 0.7339 | 0.94373 | 1.2032 | 1.5212 | 1.9077 | 2.374 | 2.8977 | 3.6977 | 4.4812 | 0.24507 | 0.18188 | 0.13363 | 0.097172 | 0.069916 | 0.049764 | 0.035031 | 0.024382 | 0.016776 | 0.011407 | 0.0076644
| 44300 | 0.06322 | 0.061275 | 5.2796 | 0.00018969 | 0.30451 | 0.16581 | 2.124 | 0.01698 | 0.67582 | 0.40336 | 0.5293 | 0.68824 | 0.88695 | 1.1332 | 1.4357 | 1.8041 | 2.2501 | 2.7561 | 3.5176 | 4.2777 | 0.22768 | 0.16855 | 0.12352 | 0.089585 | 0.064285 | 0.04563 | 0.032031 | 0.022231 | 0.015251 | 0.01034 | 0.0069259
| 44400 | 0.057962 | 0.056453 | 5.0263 | 0.00016732 | 0.28342 | 0.15347 | 2.0131 | 0.015365 | 0.63303 | 0.37632 | 0.49497 | 0.64505 | 0.83314 | 1.0667 | 1.3543 | 1.7052 | 2.1305 | 2.6217 | 3.2767 | 4.0783 | 0.21139 | 0.1561 | 0.1141 | 0.082535 | 0.059067 | 0.041811 | 0.029267 | 0.020254 | 0.013854 | 0.0093646 | 0.0062537
| 44500 | 0.053104 | 0.051977 | 4.781 | 0.00014747 | 0.26363 | 0.14196 | 1.907 | 0.013891 | 0.59258 | 0.35089 | 0.4626 | 0.60424 | 0.78216 | 1.0036 | 1.2768 | 1.611 | 2.0165 | 2.4947 | 3.0624 | 3.8846 | 0.19614 | 0.14448 | 0.10533 | 0.07599 | 0.054235 | 0.038284 | 0.026723 | 0.01844 | 0.012576 | 0.0084752 | 0.0056424
| 44600 | 0.048619 | 0.047825 | 4.5475 | 0.00012987 | 0.24507 | 0.13122 | 1.8058 | 0.012547 | 0.55437 | 0.32698 | 0.43209 | 0.56569 | 0.7339 | 0.94373 | 1.2032 | 1.5212 | 1.9077 | 2.374 | 2.8977 | 3.6977 | 0.18188 | 0.13363 | 0.097172 | 0.069916 | 0.049764 | 0.035031 | 0.024382 | 0.016776 | 0.011407 | 0.0076644 | 0.005087
| 44700 | 0.044481 | 0.043976 | 4.3243 | 0.00011428 | 0.22768 | 0.12122 | 1.7093 | 0.011323 | 0.5183 | 0.30451 | 0.40336 | 0.5293 | 0.68824 | 0.88695 | 1.1332 | 1.4357 | 1.8041 | 2.2501 | 2.7561 | 3.5176 | 0.16855 | 0.12352 | 0.089585 | 0.064285 | 0.04563 | 0.032031 | 0.022231 | 0.015251 | 0.01034 | 0.0069259 | 0.0045827
| 44800 | 0.040666 | 0.040411 | 4.1086 | 0.00010048 | 0.21139 | 0.11191 | 1.6172 | 0.010209 | 0.48426 | 0.28342 | 0.37632 | 0.49497 | 0.64505 | 0.83314 | 1.0667 | 1.3543 | 1.7052 | 2.1305 | 2.6217 | 3.2767 | 0.1561 | 0.1141 | 0.082535 | 0.059067 | 0.041811 | 0.029267 | 0.020254 | 0.013854 | 0.0093646 | 0.0062537 | 0.0041251
| 44900 | 0.037152 | 0.03711 | 3.9005 | 3.9976e-07 | 0.19614 | 0.10324 | 1.5293 | 0.0091962 | 0.45216 | 0.26363 | 0.35089 | 0.4626 | 0.60424 | 0.78216 | 1.0036 | 1.2768 | 1.611 | 2.0165 | 2.4947 | 3.0624 | 0.14448 | 0.10533 | 0.07599 | 0.054235 | 0.038284 | 0.026723 | 0.01844 | 0.012576 | 0.0084752 | 0.0056424 | 0.0037103
| 45000 | 0.033917 | 0.034056 | 3.6991 | 3.3157e-07 | 0.18188 | 0.095181 | 1.4455 | 0.0082764 | 0.42192 | 0.24507 | 0.32698 | 0.43209 | 0.56569 | 0.7339 | 0.94373 | 1.2032 | 1.5212 | 1.9077 | 2.374 | 2.8977 | 0.13363 | 0.097172 | 0.069916 | 0.049764 | 0.035031 | 0.024382 | 0.016776 | 0.011407 | 0.0076644 | 0.005087 | 0.0033346
| 45100 | 0.030942 | 0.031232 | 3.5025 | 2.7466e-07 | 0.16855 | 0.087692 | 1.3656 | 0.0074416 | 0.39344 | 0.22768 | 0.30451 | 0.40336 | 0.5293 | 0.68824 | 0.88695 | 1.1332 | 1.4357 | 1.8041 | 2.2501 | 2.7561 | 0.12352 | 0.089585 | 0.064285 | 0.04563 | 0.032031 | 0.022231 | 0.015251 | 0.01034 | 0.0069259 | 0.0045827 | 0.0029946
| 45200 | 0.028207 | 0.028624 | 3.3126 | 2.2723e-07 | 0.1561 | 0.080739 | 1.2895 | 0.0066849 | 0.36664 | 0.21139 | 0.28342 | 0.37632 | 0.49497 | 0.64505 | 0.83314 | 1.0667 | 1.3543 | 1.7052 | 2.1305 | 2.6217 | 0.1141 | 0.082535 | 0.059067 | 0.041811 | 0.029267 | 0.020254 | 0.013854 | 0.0093646 | 0.0062537 | 0.0041251 | 0.0026871
| 45300 | 0.025695 | 0.026216 | 3.1322 | 1.8776e-07 | 0.14448 | 0.074286 | 1.2171 | 0.0059996 | 0.34143 | 0.19614 | 0.26363 | 0.35089 | 0.4626 | 0.60424 | 0.78216 | 1.0036 | 1.2768 | 1.611 | 2.0165 | 2.4947 | 0.10533 | 0.07599 | 0.054235 | 0.038284 | 0.026723 | 0.01844 | 0.012576 | 0.0084752 | 0.0056424 | 0.0037103 | 0.0024093
| 45400 | 0.02339 | 0.023994 | 2.9157 | 1.5495e-07 | 0.13363 | 0.068303 | 1.1481 | 0.0053795 | 0.31774 | 0.18188 | 0.24507 | 0.32698 | 0.43209 | 0.56569 | 0.7339 | 0.94373 | 1.2032 | 1.5212 | 1.9077 | 2.374 | 0.097172 | 0.069916 | 0.049764 | 0.035031 | 0.024382 | 0.016776 | 0.011407 | 0.0076644 | 0.005087 | 0.0033346 | 0.0021585
| 45500 | 0.021276 | 0.021946 | 2.7221 | 1.2771e-07 | 0.12352 | 0.062759 | 1.0825 | 0.004819 | 0.29549 | 0.16855 | 0.22768 | 0.30451 | 0.40336 | 0.5293 | 0.68824 | 0.88695 | 1.1332 | 1.4357 | 1.8041 | 2.2501 | 0.089585 | 0.064285 | 0.04563 | 0.032031 | 0.022231 | 0.015251 | 0.01034 | 0.0069259 | 0.0045827 | 0.0029946 | 0.0019322
| 45600 | 0.019339 | 0.020058 | 2.569 | 1.0512e-07 | 0.1141 | 0.057625 | 1.0201 | 0.0043128 | 0.27461 | 0.1561 | 0.21139 | 0.28342 | 0.37632 | 0.49497 | 0.64505 | 0.83314 | 1.0667 | 1.3543 | 1.7052 | 2.1305 | 0.082535 | 0.059067 | 0.041811 | 0.029267 | 0.020254 | 0.013854 | 0.0093646 | 0.0062537 | 0.0041251 | 0.0026871 | 0.0017283
| 45700 | 0.017566 | 0.018321 | 2.4343 | 8.642e-08 | 0.10533 | 0.052874 | 0.96087 | 0.0038561 | 0.25502 | 0.14448 | 0.19614 | 0.26363 | 0.35089 | 0.4626 | 0.60424 | 0.78216 | 1.0036 | 1.2768 | 1.611 | 2.0165 | 0.07599 | 0.054235 | 0.038284 | 0.026723 | 0.01844 | 0.012576 | 0.0084752 | 0.0056424 | 0.0037103 | 0.0024093 | 0.0015446
| 45800 | 0.015943 | 0.016722 | 2.3038 | 7.0956e-08 | 0.097172 | 0.048481 | 0.90459 | 0.0034446 | 0.23667 | 0.13363 | 0.18188 | 0.24507 | 0.32698 | 0.43209 | 0.56569 | 0.7339 | 0.94373 | 1.2032 | 1.5212 | 1.9077 | 0.069916 | 0.049764 | 0.035031 | 0.024382 | 0.016776 | 0.011407 | 0.0076644 | 0.005087 | 0.0033346 | 0.0021585 | 0.0013793
| 45900 | 0.014459 | 0.015253 | 2.1764 | 5.8184e-08 | 0.089585 | 0.044422 | 0.85117 | 0.003074 | 0.21948 | 0.12352 | 0.16855 | 0.22768 | 0.30451 | 0.40336 | 0.5293 | 0.68824 | 0.88695 | 1.1332 | 1.4357 | 1.8041 | 0.064285 | 0.04563 | 0.032031 | 0.022231 | 0.015251 | 0.01034 | 0.0069259 | 0.0045827 | 0.0029946 | 0.0019322 | 0.0012307
| 46000 | 0.013104 | 0.013903 | 2.0543 | 4.765e-08 | 0.082535 | 0.040675 | 0.80048 | 0.0027407 | 0.20339 | 0.1141 | 0.1561 | 0.21139 | 0.28342 | 0.37632 | 0.49497 | 0.64505 | 0.83314 | 1.0667 | 1.3543 | 1.7052 | 0.059067 | 0.041811 | 0.029267 | 0.020254 | 0.013854 | 0.0093646 | 0.0062537 | 0.0041251 | 0.0026871 | 0.0017283 | 0.0010973
| 46100 | 0.011866 | 0.012664 | 1.9401 | 3.8973e-08 | 0.07599 | 0.037217 | 0.75242 | 0.0024412 | 0.18834 | 0.10533 | 0.14448 | 0.19614 | 0.26363 | 0.35089 | 0.4626 | 0.60424 | 0.78216 | 1.0036 | 1.2768 | 1.611 | 0.054235 | 0.038284 | 0.026723 | 0.01844 | 0.012576 | 0.0084752 | 0.0056424 | 0.0037103 | 0.0024093 | 0.0015446 | 0.00097746
| 46200 | 0.010738 | 0.011527 | 1.8262 | 3.1835e-08 | 0.069916 | 0.034029 | 0.70687 | 0.0021723 | 0.17428 | 0.097172 | 0.13363 | 0.18188 | 0.24507 | 0.32698 | 0.43209 | 0.56569 | 0.7339 | 0.94373 | 1.2032 | 1.5212 | 0.049764 | 0.035031 | 0.024382 | 0.016776 | 0.011407 | 0.0076644 | 0.005087 | 0.0033346 | 0.0021585 | 0.0013793 | 0.00087002
| 46300 | 0.0097095 | 0.010484 | 1.7178 | 2.5971e-08 | 0.064285 | 0.031092 | 0.66373 | 0.0019312 | 0.16115 | 0.089585 | 0.12352 | 0.16855 | 0.22768 | 0.30451 | 0.40336 | 0.5293 | 0.68824 | 0.88695 | 1.1332 | 1.4357 | 0.04563 | 0.032031 | 0.022231 | 0.015251 | 0.01034 | 0.0069259 | 0.0045827 | 0.0029946 | 0.0019322 | 0.0012307 | 0.00077375
| 46400 | 0.0087729 | 0.0095295 | 1.6166 | 2.116e-08 | 0.059067 | 0.028388 | 0.62288 | 0.0017152 | 0.1489 | 0.082535 | 0.1141 | 0.1561 | 0.21139 | 0.28342 | 0.37632 | 0.49497 | 0.64505 | 0.83314 | 1.0667 | 1.3543 | 0.041811 | 0.029267 | 0.020254 | 0.013854 | 0.0093646 | 0.0062537 | 0.0041251 | 0.0026871 | 0.0017283 | 0.0010973 | 0.00068756
| 46500 | 0.0079206 | 0.0086556 | 1.5213 | 1.7218e-08 | 0.054235 | 0.0259 | 0.58424 | 0.0015218 | 0.13747 | 0.07599 | 0.10533 | 0.14448 | 0.19614 | 0.26363 | 0.35089 | 0.4626 | 0.60424 | 0.78216 | 1.0036 | 1.2768 | 0.038284 | 0.026723 | 0.01844 | 0.012576 | 0.0084752 | 0.0056424 | 0.0037103 | 0.0024093 | 0.0015446 | 0.00097746 | 0.00061047
| 46600 | 0.0071457 | 0.0078562 | 1.4308 | 1.3992e-08 | 0.049764 | 0.023613 | 0.54769 | 0.001349 | 0.12683 | 0.069916 | 0.097172 | 0.13363 | 0.18188 | 0.24507 | 0.32698 | 0.43209 | 0.56569 | 0.7339 | 0.94373 | 1.2032 | 0.035031 | 0.024382 | 0.016776 | 0.011407 | 0.0076644 | 0.005087 | 0.0033346 | 0.0021585 | 0.0013793 | 0.00087002 | 0.00054157
| 46700 | 0.0064417 | 0.0071255 | 1.345 | 1.1356e-08 | 0.04563 | 0.021513 | 0.51315 | 0.0011946 | 0.11692 | 0.064285 | 0.089585 | 0.12352 | 0.16855 | 0.22768 | 0.30451 | 0.40336 | 0.5293 | 0.68824 | 0.88695 | 1.1332 | 0.032031 | 0.022231 | 0.015251 | 0.01034 | 0.0069259 | 0.0045827 | 0.0029946 | 0.0019322 | 0.0012307 | 0.00077375 | 0.00048004
| 46800 | 0.0058026 | 0.0064581 | 1.2636 | 0 | 0.041811 | 0.019585 | 0.48053 | 0.0010568 | 0.1077 | 0.059067 | 0.082535 | 0.1141 | 0.1561 | 0.21139 | 0.28342 | 0.37632 | 0.49497 | 0.64505 | 0.83314 | 1.0667 | 0.029267 | 0.020254 | 0.013854 | 0.0093646 | 0.0062537 | 0.0041251 | 0.0026871 | 0.0017283 | 0.0010973 | 0.00068756 | 0.00042515
| 46900 | 0.0052228 | 0.005849 | 1.1864 | 0 | 0.038284 | 0.017816 | 0.44973 | 0.00093404 | 0.099135 | 0.054235 | 0.07599 | 0.10533 | 0.14448 | 0.19614 | 0.26363 | 0.35089 | 0.4626 | 0.60424 | 0.78216 | 1.0036 | 0.026723 | 0.01844 | 0.012576 | 0.0084752 | 0.0056424 | 0.0037103 | 0.0024093 | 0.0015446 | 0.00097746 | 0.00061047 | 0.00037621
| 47000 | 0.0046974 | 0.0052936 | 1.1133 | 0 | 0.035031 | 0.016196 | 0.42067 | 0.0008247 | 0.091178 | 0.049764 | 0.069916 | 0.097172 | 0.13363 | 0.18188 | 0.24507 | 0.32698 | 0.43209 | 0.56569 | 0.7339 | 0.94373 | 0.024382 | 0.016776 | 0.011407 | 0.0076644 | 0.005087 | 0.0033346 | 0.0021585 | 0.0013793 | 0.00087002 | 0.00054157 | 0.00033263
| 47100 | 0.0042216 | 0.0047873 | 1.0441 | 0 | 0.032031 | 0.014711 | 0.39327 | 0.00072744 | 0.083793 | 0.04563 | 0.064285 | 0.089585 | 0.12352 | 0.16855 | 0.22768 | 0.30451 | 0.40336 | 0.5293 | 0.68824 | 0.88695 | 0.022231 | 0.015251 | 0.01034 | 0.0069259 | 0.0045827 | 0.0029946 | 0.0019322 | 0.0012307 | 0.00077375 | 0.00048004 | 0.00029384
| 47200 | 0.003791 | 0.0043264 | 0.97862 | 0 | 0.029267 | 0.013353 | 0.36744 | 0.00064102 | 0.076946 | 0.041811 | 0.059067 | 0.082535 | 0.1141 | 0.1561 | 0.21139 | 0.28342 | 0.37632 | 0.49497 | 0.64505 | 0.83314 | 0.020254 | 0.013854 | 0.0093646 | 0.0062537 | 0.0041251 | 0.0026871 | 0.0017283 | 0.0010973 | 0.00068756 | 0.00042515 | 0.00025936
| 47300 | 0.0034017 | 0.0039069 | 0.91672 | 0 | 0.026723 | 0.012111 | 0.34312 | 0.0005643 | 0.070602 | 0.038284 | 0.054235 | 0.07599 | 0.10533 | 0.14448 | 0.19614 | 0.26363 | 0.35089 | 0.4626 | 0.60424 | 0.78216 | 0.01844 | 0.012576 | 0.0084752 | 0.0056424 | 0.0037103 | 0.0024093 | 0.0015446 | 0.00097746 | 0.00061047 | 0.00037621 | 0.00022873
| 47400 | 0.00305 | 0.0035256 | 0.85821 | 0 | 0.024382 | 0.010977 | 0.32022 | 0.00049626 | 0.064729 | 0.035031 | 0.049764 | 0.069916 | 0.097172 | 0.13363 | 0.18188 | 0.24507 | 0.32698 | 0.43209 | 0.56569 | 0.7339 | 0.016776 | 0.011407 | 0.0076644 | 0.005087 | 0.0033346 | 0.0021585 | 0.0013793 | 0.00087002 | 0.00054157 | 0.00033263 | 0.00020155
| 47500 | 0.0027325 | 0.0031791 | 0.80296 | 0 | 0.022231 | 0.0099406 | 0.29868 | 0.000436 | 0.059297 | 0.032031 | 0.04563 | 0.064285 | 0.089585 | 0.12352 | 0.16855 | 0.22768 | 0.30451 | 0.40336 | 0.5293 | 0.68824 | 0.015251 | 0.01034 | 0.0069259 | 0.0045827 | 0.0029946 | 0.0019322 | 0.0012307 | 0.00077375 | 0.00048004 | 0.00029384 | 0.00017744
| 47600 | 0.0024461 | 0.0028645 | 0.75082 | 0 | 0.020254 | 0.0089956 | 0.27843 | 0.00038266 | 0.054276 | 0.029267 | 0.041811 | 0.059067 | 0.082535 | 0.1141 | 0.1561 | 0.21139 | 0.28342 | 0.37632 | 0.49497 | 0.64505 | 0.013854 | 0.0093646 | 0.0062537 | 0.0041251 | 0.0026871 | 0.0017283 | 0.0010973 | 0.00068756 | 0.00042515 | 0.00025936 | 0.00015608
| 47700 | 0.002188 | 0.0025791 | 0.70164 | 0 | 0.01844 | 0.0081342 | 0.2594 | 0.00033552 | 0.04964 | 0.026723 | 0.038284 | 0.054235 | 0.07599 | 0.10533 | 0.14448 | 0.19614 | 0.26363 | 0.35089 | 0.4626 | 0.60424 | 0.012576 | 0.0084752 | 0.0056424 | 0.0037103 | 0.0024093 | 0.0015446 | 0.00097746 | 0.00061047 | 0.00037621 | 0.00022873 | 0.00013718
| 47800 | 0.0019556 | 0.0023204 | 0.65527 | 0 | 0.016776 | 0.0073497 | 0.24153 | 0.00029388 | 0.045362 | 0.024382 | 0.035031 | 0.049764 | 0.069916 | 0.097172 | 0.13363 | 0.18188 | 0.24507 | 0.32698 | 0.43209 | 0.56569 | 0.011407 | 0.0076644 | 0.005087 | 0.0033346 | 0.0021585 | 0.0013793 | 0.00087002 | 0.00054157 | 0.00033263 | 0.00020155 | 0.00012046
| 47900 | 0.0017465 | 0.0020862 | 0.6116 | 0 | 0.015251 | 0.0066356 | 0.22475 | 0.00025715 | 0.041419 | 0.022231 | 0.032031 | 0.04563 | 0.064285 | 0.089585 | 0.12352 | 0.16855 | 0.22768 | 0.30451 | 0.40336 | 0.5293 | 0.01034 | 0.0069259 | 0.0045827 | 0.0029946 | 0.0019322 | 0.0012307 | 0.00077375 | 0.00048004 | 0.00029384 | 0.00017744 | 0.00010568
| CTS with no non-del: | 38700 | 38200 | 45400 | 32800 | 40500 | 39700 | 43600 | 37100 | 41600 | 40900 | 41300 | 41700 | 42100 | 42500 | 42900 | 43300 | 43700 | 44100 | 44500 | 44900 | 40100 | 39700 | 39300 | 38900 | 38500 | 38100 | 37700 | 37300 | 36900 | 36500 | 36100
| Non-del - wind EFC: | 3100 | 2800 | 2800 | 2600 | 3200 | 3200 | 3400 | 3000 | 3200 | 3200 | 3200 | 3200 | 3200 | 3200 | 3200 | 3200 | 3200 | 3200 | 3200 | 3200 | 3200 | 3200 | 3200 | 3200 | 3200 | 3200 | 3200 | 3200 | 3200 | 3200 | 3200

## A. Annex
A. Annex
# | Chapter | Title | Link
A | A. Annex | Figure 42: ACS Restricted National Demand Forecasting Accuracy | Figure 42
|  | Figure 43: Annual demand by scenario | Figure 43
|  | Figure 44: Generation peak capacity by scenario | Figure 44
|  | Table 23: Breakdown of De-rated CM ineligible capacity (GW) for 2024/25 and 2027/28 | Table 23
|  | Figure 45: Non-CM technology availabilities | Figure 45
|  | Figure 46: Interconnector, wind and solar fleet EFCs | Figure 46
|  | Figure 47: Station availabilities | Figure 47
|  | Figure 48: Reserve to cover largest infeed loss by scenario | Figure 48
|  | Table 24: Assumptions for non-delivery sensitivities | Table 24
|  | Table 25: Assumptions for over-delivery sensitivities | Table 25
|  | Table 26: Estimated total historic winter non-delivery for recent years (from project PTE61) | Table 26
|  | Figure 49: Base Case duration limited storage T-1 assumptions (near final) | Figure 49
|  | Figure 50: Base Case duration limited storage T-4 assumptions (near final) | Figure 50
|  | Figure 51: Stress Event Duration Histogram for 2024/25 T-1 Base Case at 3 hours LOLE | Figure 51
|  | Figure 52: Stress Event Duration Histogram for 2027/28 T-4 Base Case at 3 hours LOLE | Figure 52
|  | DW1: ECR Auction Results | DW1
|  | DW2: European scenario assumptions | DW2
|  | Figure 54: Base case interconnector de-rating factors – cumulative probability | Figure 54
|  | Figure 55: Central Case interconnector derating for reduced wind output sensitivity. Steps of 10% reduction | Figure 55

## Figure 42
Figure 42: ACS Restricted National Demand Forecasting Accuracy
Return to Main Menu
Return to Chapter Contents
|  | 2008/09 | 2009/10 | 2010/11 | 2011/12 | 2012/13 | 2013/14 | 2014/15 | 2015/16 | 2016/17 | 2017/18 | 2018/19 | 2019/20 | 2020/21 | 2021/22 | 2022/23
| FES Year |  |  | SYS 2010 | SYS 2011 | FES 2012 | FES 2013 | FES 2014 | FES 2015 | FES 2016 | FES 2017 | FES 2018 | FES 2019 | FES 2020 | FES 2021 | FES 2022
| ACS Restricted National Demand Out-turn | 57.4 | 57.2 | 57.1 | 55.4 | 54.7 | 53.7 | 53 | 51.1 | 50.3 | 49.4 | 47.6 | 46.4 | 45.8 | 46.9 | 43.5
| SYS/FES Base View Restricted National Demand | 59.3 | 55.5 | 57 | 57.5 | 55.4 | 55.3 | 53.3 | 53.2 | 51.1 | 50.1 | 47.4 | 45.1 | 44.7 | 45 | 44.7
| Base View Error (%) | 3.3% | -3% | -0.2% | 3.8% | 1.3% | 3% | 0.6% | 4.1% | 1.6% | 1.4% | -0.4% | -2.8% | -2.4% | 4.1% | 4.1%
| Base View Error (GW) | 1.9 | -1.7 | -0.1 | 2.1 | 0.7 | 1.6 | 0.3 | 2.1 | 0.8 | 0.7 | -0.2 | -1.3 | -1.1 | -1.9 | -1.9

## Figure 43
Figure 43: Annual demand by scenario
Return to Main Menu
Return to Chapter Contents
| Capacity (TWh) | 2022/23 | 2023/24 | 2024/25 | 2025/26 | 2026/27 | 2027/28 | 2028/29 | 2029/30 | 2030/31 | 2031/32 | 2032/33 | 2033/34 | 2034/35 | 2035/36 | 2036/37 | 2037/38
| Base Case | 285 | 286 | 288 | 296 | 304 | 312 | 311 | 319 | 328 | 341 | 356 | 370 | 386 | 403 | 422 | 445
| Consumer Transformation | 285 | 282 | 283 | 286 | 293 | 303 | 316 | 333 | 352 | 374 | 400 | 426 | 453 | 480 | 508 | 530
| System Transformation | 291 | 289 | 290 | 294 | 300 | 305 | 311 | 319 | 328 | 341 | 356 | 370 | 386 | 403 | 422 | 445
| Leading the Way | 280 | 276 | 281 | 291 | 303 | 316 | 336 | 359 | 383 | 406 | 429 | 453 | 472 | 489 | 507 | 523
| Falling Short | 300 | 302 | 304 | 306 | 308 | 311 | 316 | 321 | 328 | 336 | 345 | 355 | 366 | 378 | 391 | 403

## Figure 44
Figure 44: Generation peak capacity by scenario
Return to Main Menu
Return to Chapter Contents
| Capacity (GW) | Group | 2023/24 | 2024/25 | 2025/26 | 2026/27 | 2027/28 | 2028/29 | 2029/30 | 2030/31 | 2031/32 | 2032/33 | 2033/34 | 2034/35 | 2035/36 | 2036/37 | 2037/38
| Base Case | CM eligible | 69.0294 | 70.5378 | 74.8724 | 79.3982 | 76.1232 | 79.2185 | 80.3967 | 81.7293 | 84.2167 | 85.9539 | 89.5107 | 91.8452 | 92.8134 | 95.9266 | 99.5149
| Base Case | Non-CM | 34.504 | 34.8191 | 37.9879 | 44.4287 | 45.0878 | 51.4485 | 54.7226 | 66.171 | 70.3394 | 76.4472 | 80.8555 | 84.8711 | 99.7697 | 105.1053 | 109.4133
| Base Case | Total peak capacity | 103.5334 | 105.3569 | 112.8603 | 123.8269 | 121.2109 | 130.667 | 135.1193 | 147.9003 | 154.5561 | 162.4011 | 170.3662 | 176.7163 | 192.5831 | 201.0319 | 208.9282
| Consumer Transformation | CM eligible | 68.6837 | 72.1295 | 76.3356 | 78.7304 | 75.4778 | 79.9286 | 83.8686 | 87.6245 | 94.0837 | 97.8227 | 104.479 | 109.8895 | 116.3785 | 119.0397 | 123.1056
| Consumer Transformation | Non-CM | 34.6484 | 36.4014 | 42.7445 | 47.785 | 53.9069 | 56.8594 | 64.3802 | 73.92 | 78.9709 | 85.9345 | 88.9031 | 104.7263 | 114.3593 | 117.3401 | 127.1848
| Consumer Transformation | Total peak capacity | 103.3321 | 108.5309 | 119.0801 | 126.5154 | 129.3846 | 136.7879 | 148.2488 | 161.5445 | 173.0546 | 183.7572 | 193.3821 | 214.6157 | 230.7378 | 236.3799 | 250.2904
| System Transformation | CM eligible | 67.859 | 68.3385 | 72.7291 | 78.104 | 72.9791 | 77.1614 | 78.2396 | 79.5722 | 81.9596 | 84.1738 | 87.6016 | 89.9361 | 90.9083 | 94.0214 | 97.0698
| System Transformation | Non-CM | 34.6592 | 34.9777 | 38.151 | 44.5953 | 46.9265 | 51.4485 | 54.7226 | 66.171 | 70.3394 | 76.4472 | 80.8555 | 84.8711 | 99.7697 | 105.1053 | 109.4133
| System Transformation | Total peak capacity | 102.5182 | 103.3162 | 110.8801 | 122.6992 | 119.9056 | 128.6099 | 132.9622 | 145.7432 | 152.299 | 160.621 | 168.457 | 174.8072 | 190.678 | 199.1268 | 206.4831
| Leading the Way | CM eligible | 70.5389 | 75.1238 | 77.4105 | 79.0913 | 71.1696 | 79.6721 | 85.7049 | 92.7761 | 98.6041 | 107.0979 | 115.3363 | 120.3293 | 128.0186 | 137.2356 | 145.7979
| Leading the Way | Non-CM | 36.339 | 42.1993 | 47.7854 | 57.9907 | 60.9251 | 65.5859 | 74.2265 | 79.4119 | 87.6598 | 90.2647 | 108.3392 | 117.6516 | 118.3927 | 125.204 | 124.9063
| Leading the Way | Total peak capacity | 106.8779 | 117.3231 | 125.1959 | 137.082 | 132.0947 | 145.258 | 159.9314 | 172.188 | 186.2639 | 197.3626 | 223.6755 | 237.9809 | 246.4113 | 262.4396 | 270.7041
| Falling Short | CM eligible | 67.6884 | 68.4797 | 69.735 | 72.3052 | 76.0912 | 78.649 | 78.8009 | 81.1134 | 84.8345 | 88.2269 | 92.8721 | 95.6844 | 96.3612 | 99.4515 | 99.1093
| Falling Short | Non-CM | 34.5508 | 34.7628 | 35.4213 | 36.5455 | 37.6134 | 40.9058 | 47.7039 | 52.3005 | 51.9599 | 55.2684 | 56.2545 | 61.1636 | 65.4787 | 74.6847 | 84.2571
| Falling Short | Total peak capacity | 102.2392 | 103.2426 | 105.1563 | 108.8507 | 113.7046 | 119.5548 | 126.5048 | 133.4139 | 136.7944 | 143.4953 | 149.1266 | 156.848 | 161.8398 | 174.1361 | 183.3664

## Table 23
Table 23: Breakdown of De-rated CM ineligible capacity (GW) for 2024/25 and 2027/28
Return to Main Menu
Return to Chapter Contents
| Generation type | 2024/25 Capacity (GW) | 2027/28 Capacity (GW)
| Onshore Wind | 2.7066 | 3.1849
| Offshore Wind | 3.0144 | 3.8885
| Biomass | 3.9112 | 1.4294
| Autogeneration | 0.62506 | 0.22503
| Hydro | 0.9051 | 0.95785
| Landfill | 0.41805 | 0.36702
| Other | 1.2645 | 1.7548
| Total | 12.845 | 11.8075

## Figure 45
Figure 45: Non-CM technology availabilities
Return to Main Menu
Return to Chapter Contents
| Technology | ECR 2023
| AD (including CHP) | 70%
| EfW CHP | 74%
| Geothermal (including CHP) | 88.52%
| Landfill Gas | 59.4%
| New Nuclear | 90%
| Sewage Gas | 48.7%
| Tidal and Wave | 22%

## Figure 46
Figure 46: Interconnector, wind and solar EFCs
Return to Main Menu
Return to Chapter Contents
| Technology Class | 2024/25 | 2027/28
| Interconnector | 74.23% | 83.22%
| Wind | 20.79% | 17.46%
| Solar PV | 4.178% | 5.673%

## Figure 47
Figure 47: Station availabilities
Return to Main Menu
Return to Chapter Contents
|  | Winter 2016/17 | Winter 2017/18 | Winter 2018/19 | Winter 2019/20 | Winter 2020/21 | Winter 2021/22 | Winter 2022/23 | Average
| Coal | 91.05% | 79.05% | 81.61% | 78.49% | 60.69% | 88.91% | 79.33% | 79.88%
| Biomass | 92.72% | 77.45% | 88.61% | 86.38% | 87.04% | 89.32% | 88.52% | 87.15%
| CCGT | 95.13% | 89.58% | 91.28% | 89.42% | 91.66% | 91.72% | 91.59% | 91.48%
| Hydro | 89.94% | 92.58% | 87.31% | 92.79% | 91.4% | 92.47% | 91.2% | 91.1%
| Nuclear | 84.75% | 76.44% | 77.17% | 77.87% | 72.25% | 72.95% | 78% | 77.06%
| Pumped Storage | 96.69% | 93.07% | 94.34% | 94.5% | 97.5% | 97.22% | 94.37% | 95.38%
| OCGT | 97.26% | 97.23% | 94.64% | 94.95% | 93.27% | 93.91% | 94.35% | 95.09%

## Figure 48
Figure 48: Reserve to cover largest infeed loss by scenario
Return to Main Menu
Return to Chapter Contents
| Reserve (MW) | 2022/23 | 2023/24 | 2024/25 | 2025/26 | 2026/27 | 2027/28 | 2028/29 | 2029/30 | 2030/31 | 2031/32 | 2032/33 | 2033/34 | 2034/35 | 2035/36 | 2036/37 | 2037/38
| Base Case | 1800 | 1800 | 1800 | 1800 | 1700 | 1700 | 2100 | 2100 | 2100 | 2100 | 2100 | 2100 | 2100 | 2100 | 2100 | 2100
| Consumer Transformation | 1800 | 1800 | 1800 | 1800 | 1700 | 2100 | 2100 | 2100 | 2100 | 2100 | 2100 | 2100 | 2100 | 2100 | 2100 | 2100
| System Transformation | 1800 | 1800 | 1800 | 1800 | 1700 | 2100 | 2100 | 2100 | 2100 | 2100 | 2100 | 2100 | 2100 | 2100 | 2100 | 2100
| Leading the Way | 1900 | 1900 | 1900 | 1900 | 2100 | 2100 | 2100 | 2100 | 2100 | 2100 | 2100 | 2300 | 2300 | 2300 | 2300 | 2300
| Falling Short | 1800 | 1800 | 1800 | 1800 | 1700 | 1700 | 2100 | 2100 | 2100 | 2100 | 2100 | 2100 | 2100 | 2100 | 2100 | 2100

## Table 25
Table 25: Assumptions for non-delivery sensitivities
Return to Main Menu
Return to Chapter Contents
| Non-delivery type | 2024/25 T-1 | 2027/28 T-4 | Comments
| Large thermal | 3 | 3.9 | There is significant uncertainty on large thermal assets (coal and gas) due to challenging economic conditions and the drive to net zero. The higher T-4 number reflects greater uncertainty and risk on this time horizon.
| Nuclear | 1.8 | 0 | We have experienced recent winters with two stations on extended outages (2018/19 to 2020/21). The lower T-4 number reflects expected closures of the nuclear fleet.
| Small thermal and storage | 0.7 | 1.8 | We assume 0.7 GW based on changes to embedded benefits and environmental legislation that could potentially change the business case for small-scale generation. This could also cover some risk of delays to new projects. The higher T-4 number reflects greater uncertainty and risk on this time horizon.
| Unproven DSR | 0.3 | 0.3 | Reflects risks from previous observations that up to around 25% unproven DSR has failed metering tests in the past
| Interconnectors | 3 | 3.3 | Non-delivery based on combination of assuming interconnectors deliver in line with lower end of de-rating factor range based on our modelling (represents 2.3 GW for T-1 from 2020 ECR for 2024/25 and 2.6 GW for T-4 from 2022 ECR using 2026/27) and interconnector reliability (assumed 0.7 GW based on a single cable outage).
| Sum of non-delivery | 8.8 | 9.3
| Market response | -1.7 | -2.1 | Potentially 1 GW from thermal plant staying open so this effectively offsets some of the non-delivery for large thermal. Potentially some response from interconnectors assuming 1/3 of the difference between auction de-rating factors and the top end of our previous modelled ranges.
| TOTAL | 7.2 rounded | 7.2 rounded | Net total of around 7.2 GW is broadly consistent with the highest levels of past non-delivery observed in PTE 61 post T-1 auction.
| Base Case Adjustment | [4.0] rounded | [4.4] rounded | We model an average non-delivery probability (approximately 3.0GW)
Note: we will only include sensitivities within the range of other scenarios and sensitivities in our LWR calculation in line with the recommendations of the PTE60 phase 2 project.

## Table 26
Table 26: Assumptions for over-delivery sensitivities
Return to Main Menu
Return to Chapter Contents
| Over-delivery type | 2024/25 T-1 | 2027/28 T-4 | Comments
| Large thermal | 1 | 1 | Based on estimates that a large thermal plant many stay open without a CM agreement.
| Nuclear | 0 | 0 | We assume nuclear stations will have a CM agreement if they are available.
| Small embedded | 1.5 | 1.5 | Estimate based on comparing assumptions in our 2020 Base Case with capacity contracted in the CM for delivery years 2017/18 to 2020/21. Potentially as much as 1.5 GW staying open but not contracted, although highly uncertain. It could also include early delivery of new build projects.
| Unproven DSR | 0.3 | 0.3 | Based on estimates of DSR without agreements from 2018/19
| Interconnectors | 2 | 3.1 | Assumes over-delivery in line with high end of de-rating factor ranges with 5% reduction to reflect technical reliability (represents 2.0 GW for T-1 from 2020 ECR for 2024/25 and 3.1 GW for T-4 from 2022 ECR using 2026/27)
| Sum of over-delivery | 4.8 | 5.9
| Market response | -1.3 | -1.4 | Assume 0.5 GW large thermal (e.g. CCGT) could close early in response to over-delivery from other sources plus lower imports from interconnectors, which may not be needed as much (assumes 1/3 of the differences between auction de-rating factors and lower end of previous modelled range)
| TOTAL | 3.6 rounded | 4.4 rounded

## Figure 49
Figure 49: Base Case duration limited storage T-1 assumptions (near final)
Return to Main Menu
Return to Chapter Contents
| Duration Category (Hours) | Capacity (MW)
|  | ECR 2022 2023/24 T-1 | ECR 2023 2024/25 T-1
| 0.5 | 371 | 310.62
| 1 | 1765 | 3656.1256
| 1.5 | 251 | 669.175
| 2 | 463 | 2181.974
| 3 | 5 | 5
| 4 | 14 | 25.794
| 6 | 2005 | 2005
| 20+ | 740 | 740
| Total | 5614 | 9593.6886

## Figure 50
Figure 50: Base Case duration limited storage T-4 assumptions (near final)
Return to Main Menu
Return to Chapter Contents
| Duration Category (Hours) | Capacity (MW)
|  | ECR 2022 2026/27 T-4 | ECR 2023 2027/28 T-4
| 0.5 | 371 | 310.62
| 1 | 2796 | 4276.5055
| 1.5 | 661 | 1303.475
| 2 | 1922 | 6975.319
| 3 | 5 | 5
| 4 | 14 | 25.794
| 6 | 2055 | 2054.9
| 20+ | 740 | 740
| Total | 8564 | 15691.6135

## Figure 51
Figure 51: Stress Event Duration Histogram for 2024/25 T-1 Base Case at 3 hours LOLE
Return to Main Menu
Return to Chapter Contents
| Duration of Event (hrs) | 0.5 | 1 | 1.5 | 2 | 2.5 | 3 | 3.5 | 4 | 4.5 | 5 | 5.5 | 6 | 6.5 | 7 | 7.5 | 8 | 8.5 | 9 | 9.5 | 10 | 10.5 | 11 | 11.5 | 12 | 12.5 | 13 | 13.5 | 14 | 14.5 | 15 | 15.5 | 16 | 16.5 | 17 | 17.5 | 18 | 18.5 | 19 | 19.5 | 20 | 20.5 | 21 | 21.5 | 22 | 22.5 | 23 | 23.5 | 24
| Expected Quantity | 0.041875 | 0.10437 | 0.12937 | 0.14062 | 0.10562 | 0.0975 | 0.07125 | 0.0675 | 0.044375 | 0.035 | 0.02375 | 0.01875 | 0.0075 | 0.005625 | 0.01125 | 0.0075 | 0.003125 | 0.00875 | 0.006875 | 0.010625 | 0.005 | 0.005625 | 0.00375 | 0.000625 | 0.0025 | 0 | 0 | 0 | 0 | 0 | 0 | 0 | 0 | 0 | 0 | 0 | 0 | 0 | 0 | 0 | 0 | 0 | 0 | 0 | 0 | 0 | 0 | 0
| Proportion of events | 4.368% | 10.89% | 13.49% | 14.67% | 11.02% | 10.17% | 7.432% | 7.04% | 4.628% | 3.651% | 2.477% | 1.956% | 0.7823% | 0.5867% | 1.173% | 0.7823% | 0.3259% | 0.9126% | 0.7171% | 1.108% | 0.5215% | 0.5867% | 0.3911% | 0.06519% | 0.2608% | 0% | 0% | 0% | 0% | 0% | 0% | 0% | 0% | 0% | 0% | 0% | 0% | 0% | 0% | 0% | 0% | 0% | 0% | 0% | 0% | 0% | 0% | 0%
| LOLE (hours/yr) | 3
| Mean Event Duration (hrs) | 3.1291
| Expected Number of Events / yr | 0.95875

## Figure 52
Figure 52: Stress Event Duration Histogram for 2027/28 T-4 Base Case at 3 hours LOLE
Return to Main Menu
Return to Chapter Contents
| Duration of Event (hrs) | 0.5 | 1 | 1.5 | 2 | 2.5 | 3 | 3.5 | 4 | 4.5 | 5 | 5.5 | 6 | 6.5 | 7 | 7.5 | 8 | 8.5 | 9 | 9.5 | 10 | 10.5 | 11 | 11.5 | 12 | 12.5 | 13 | 13.5 | 14 | 14.5 | 15 | 15.5 | 16 | 16.5 | 17 | 17.5 | 18 | 18.5 | 19 | 19.5 | 20 | 20.5 | 21 | 21.5 | 22 | 22.5 | 23 | 23.5 | 24
| Expected Quantity | 0.01375 | 0.0475 | 0.06375 | 0.066875 | 0.071875 | 0.0725 | 0.068125 | 0.06875 | 0.053125 | 0.03875 | 0.029375 | 0.025 | 0.020625 | 0.02125 | 0.01625 | 0.01625 | 0.01 | 0.01 | 0.014375 | 0.0025 | 0.004375 | 0.005 | 0.005 | 0.000625 | 0.000625 | 0.00125 | 0 | 0 | 0 | 0 | 0 | 0 | 0 | 0 | 0 | 0 | 0 | 0 | 0 | 0 | 0 | 0 | 0 | 0 | 0 | 0 | 0 | 0
| Proportion of events | 1.839% | 6.355% | 8.528% | 8.946% | 9.615% | 9.699% | 9.114% | 9.197% | 7.107% | 5.184% | 3.93% | 3.344% | 2.759% | 2.843% | 2.174% | 2.174% | 1.338% | 1.338% | 1.923% | 0.3344% | 0.5853% | 0.6689% | 0.6689% | 0.08361% | 0.08361% | 0.1672% | 0% | 0% | 0% | 0% | 0% | 0% | 0% | 0% | 0% | 0% | 0% | 0% | 0% | 0% | 0% | 0% | 0% | 0% | 0% | 0% | 0% | 0%
| LOLE (hours/yr) | 3
| Mean Event Duration (hrs) | 4.0134
| Expected Number of Events / yr | 0.7475

## DW1
DW1: ECR Auction Results
Return to Main Menu
Return to Chapter Contents
Auction | ECR recommendation (MW) | SoS capacity set aside for T-1 (MW) | SoS Initial Target Capacity (MW) | Recommended Demand Curve adjustment after prequalification (MW) | Recommended target capacity after prequalification (MW) | SoS Final Target capacity (MW) | Capacity secured in auction (MW) | Auction clearing price (per kW/yr)
TA 16/17 | N/A | N/A | 1500 | N/A | N/A | 900 | 802 | 27.5
TA 17/18 | N/A | N/A | 300 | N/A | N/A | 300 | 312 | 45
EA 17/18 | 53800 | N/A | 53800 | -200 | 53600 | 53600 | 54434 | 6.95
T-4 18/19 | 53300 | 2500 | 50800 | -2200 | 48600 | 48600 | 49259 | 19.4
T-1 18/19 | 6300 | N/A | 6000 | -1100 | 4900 | 4900 | 5798 | 6
T-4 19/20 | 47900 | 2500 | 45400 | -735 | 44665 | 44665 | 46354 | 18
T-1 19/20 | 4600 | N/A | 4600 | -2300 | 2300 | 2700 | 3626 | 0.77
T-4 20/21 | 49700 | 600 | 52000 | -900 | 51100 | 51700 | 52425 | 22.5
T-1 20/21 | 0 | N/A | 300 | -300 | 0 | 300 | 1024 | 1
T-4 21/22 | 50500 | 400 | 50100 | -600 | 49500 | 49500 | 50415 | 8.4
T-1 21/22 | 0 | N/A | 300 | 2100 | 2400 | 2400 | 2252 | 45
T-3 22/23 | 45400 | 1200 | 44200 | -200 | 44000 | 44000 | 45059 | 6.44
T-1 22/23 | 4500 | N/A | 4500 | 200 | 4700 | 5361 | 4996 | 75
T-4 23/24 | 44700 | 1200 | 43500 | -400 | 43100 | 43100 | 43749 | 15.97
T-1 23/24 | 5800 | N/A | 5800 | 0 | 5800 | 5800 | 5783 | 60
T-4 24/25 | 41600 | 2000 | 39600 | 500 | 40100 | 40100 | 40820 | 18
T-1 24/25 | 7400
T-4 25/26 | 44100 | 1500 | 42600 | -500 | 43600 | 42100 | 42364 | 30.59
T-4 26/27 | 43900 | 1000 | 42900 | 1000 | 43900 | 43900 | 43001 | 63
T-4 27/28 | 44500

## DW2
DW2: European scenario assumptions
Return to Main Menu
Return to Chapter Contents
Region | Category | Variable | 2027
Austria | Biomass | Capacity (MW) | 584.5
Austria | DSR | Capacity (MW) | 330
Austria | Fossil Gas | Capacity (MW) | 3041.86
Austria | Fossil Oil | Capacity (MW) | 164
Austria | Hydro Proxies | Capacity (MW) | 5272
Austria | Hydro Pumped Storage | Capacity (MW) | 4239.8
Austria | Solar PV | Capacity (MW) | 8535.16
Austria | Wind Onshore | Capacity (MW) | 6297.96
Belgium | Biomass | Capacity (MW) | 668
Belgium | DSR | Capacity (MW) | 405
Belgium | Fossil Gas | Capacity (MW) | 9172.2
Belgium | Fossil Oil | Capacity (MW) | 122
Belgium | Hydro Proxies | Capacity (MW) | 177
Belgium | Hydro Pumped Storage | Capacity (MW) | 1164
Belgium | Nuclear | Capacity (MW) | 2077
Belgium | Solar PV | Capacity (MW) | 9200.01
Belgium | TYNDP Peakers | Capacity (MW) | 150
Belgium | Waste | Capacity (MW) | 310.1
Belgium | Wind Offshore | Capacity (MW) | 3000
Belgium | Wind Onshore | Capacity (MW) | 4144.26
Czech Republic | Biomass | Capacity (MW) | 410
Czech Republic | DSR | Capacity (MW) | 315
Czech Republic | Fossil Brown Coal/Lignite | Capacity (MW) | 3069
Czech Republic | Fossil Gas | Capacity (MW) | 856
Czech Republic | Fossil Hard Coal | Capacity (MW) | 200
Czech Republic | Fossil derived Gas | Capacity (MW) | 380
Czech Republic | Hydro Proxies | Capacity (MW) | 761.84
Czech Republic | Hydro Pumped Storage | Capacity (MW) | 1172
Czech Republic | Nuclear | Capacity (MW) | 3936
Czech Republic | Solar PV | Capacity (MW) | 3582.72
Czech Republic | Wind Onshore | Capacity (MW) | 803.3
Denmark | Biomass | Capacity (MW) | 2385
Denmark | DSR | Capacity (MW) | 210
Denmark | Fossil Gas | Capacity (MW) | 763
Denmark | Fossil Hard Coal | Capacity (MW) | 437
Denmark | Fossil Oil | Capacity (MW) | 665
Denmark | Solar PV | Capacity (MW) | 4271.43
Denmark | Wind Offshore | Capacity (MW) | 4210
Denmark | Wind Onshore | Capacity (MW) | 5482.53
Finland | Biomass | Capacity (MW) | 1500
Finland | DSR | Capacity (MW) | 456
Finland | FI CHP District Heating | Capacity (MW) | 2502
Finland | FI CHP Industrial | Capacity (MW) | 2420
Finland | Hydro Proxies | Capacity (MW) | 3224.6
Finland | Nuclear | Capacity (MW) | 3887
Finland | Solar PV | Capacity (MW) | 1486.82
Finland | Wind Offshore | Capacity (MW) | 70.7
Finland | Wind Onshore | Capacity (MW) | 9506.95
France | Biomass | Capacity (MW) | 2120
France | DSR | Capacity (MW) | 2645
France | Fossil Gas | Capacity (MW) | 10234
France | Fossil Oil | Capacity (MW) | 1399.2292
France | Hydro Proxies | Capacity (MW) | 21161.67
France | Hydro Pumped Storage | Capacity (MW) | 5101
France | Marine | Capacity (MW) | 240
France | Named New Fossil Gas | Capacity (MW) | 446
France | Named New Nuclear | Capacity (MW) | 1650
France | Nuclear | Capacity (MW) | 61370
France | Other | Capacity (MW) | 800
France | Solar PV | Capacity (MW) | 28365.05
France | TYNDP Peakers | Capacity (MW) | 350
France | Waste | Capacity (MW) | 55
France | Wind Offshore | Capacity (MW) | 3001
France | Wind Onshore | Capacity (MW) | 28088.25
Germany | Biomass | Capacity (MW) | 11670.4
Germany | DSR | Capacity (MW) | 2551
Germany | Fossil Brown Coal/Lignite | Capacity (MW) | 11181.6
Germany | Fossil Gas | Capacity (MW) | 29557.3
Germany | Fossil Hard Coal | Capacity (MW) | 9345.3
Germany | Fossil Oil | Capacity (MW) | 2403.7
Germany | Hydro Proxies | Capacity (MW) | 4372.13
Germany | Hydro Pumped Storage | Capacity (MW) | 8437.5
Germany | Named New Fossil Gas | Capacity (MW) | 1283.2
Germany | Other | Capacity (MW) | 2400.82
Germany | Solar PV | Capacity (MW) | 114317
Germany | TYNDP Peakers | Capacity (MW) | 1750
Germany | Waste | Capacity (MW) | 1900.2
Germany | Wind Offshore | Capacity (MW) | 12474.74
Germany | Wind Onshore | Capacity (MW) | 71710
Italy | Biomass | Capacity (MW) | 4672
Italy | DSR | Capacity (MW) | 1680
Italy | Fossil Gas | Capacity (MW) | 47750
Italy | Fossil Hard Coal | Capacity (MW) | 966
Italy | Fossil Oil | Capacity (MW) | 946
Italy | Geothermal | Capacity (MW) | 764
Italy | Hydro Proxies | Capacity (MW) | 15755
Italy | Hydro Pumped Storage | Capacity (MW) | 10520
Italy | Named New Fossil Gas | Capacity (MW) | 1540
Italy | Other | Capacity (MW) | 1677
Italy | Solar PV | Capacity (MW) | 39295.03
Italy | TYNDP Peakers | Capacity (MW) | 1700
Italy | Waste | Capacity (MW) | 452.6
Italy | Wind Offshore | Capacity (MW) | 611.15
Italy | Wind Onshore | Capacity (MW) | 17698.09
Luxembourg | DSR | Capacity (MW) | 34
Luxembourg | Hydro Pumped Storage | Capacity (MW) | 1294
Luxembourg | Solar PV | Capacity (MW) | 511.32
Luxembourg | Wind Onshore | Capacity (MW) | 273.56
Netherlands | Biomass | Capacity (MW) | 1059
Netherlands | DSR | Capacity (MW) | 540
Netherlands | Fossil Gas | Capacity (MW) | 14586
Netherlands | Fossil Hard Coal | Capacity (MW) | 3448
Netherlands | Nuclear | Capacity (MW) | 485
Netherlands | Solar PV | Capacity (MW) | 24772.91
Netherlands | TYNDP Peakers | Capacity (MW) | 600
Netherlands | Waste | Capacity (MW) | 780
Netherlands | Wind Offshore | Capacity (MW) | 6213.06
Netherlands | Wind Onshore | Capacity (MW) | 6777.01
Norway | Biomass | Capacity (MW) | 90
Norway | DSR | Capacity (MW) | 771
Norway | Hydro Proxies | Capacity (MW) | 36648
Norway | Solar PV | Capacity (MW) | 794.03
Norway | Wind Onshore | Capacity (MW) | 7135.55
Poland | Biomass | Capacity (MW) | 1316.65
Poland | DSR | Capacity (MW) | 804
Poland | Fossil Brown Coal/Lignite | Capacity (MW) | 5954
Poland | Fossil Gas | Capacity (MW) | 6235.4
Poland | Fossil Hard Coal | Capacity (MW) | 17041.3
Poland | Fossil Oil | Capacity (MW) | 358.9
Poland | Hydro Proxies | Capacity (MW) | 980
Poland | Hydro Pumped Storage | Capacity (MW) | 1859
Poland | Solar PV | Capacity (MW) | 13334.52
Poland | TYNDP Peakers | Capacity (MW) | 850
Poland | Wind Offshore | Capacity (MW) | 5903
Poland | Wind Onshore | Capacity (MW) | 10175
Portugal | Biomass | Capacity (MW) | 700
Portugal | DSR | Capacity (MW) | 229
Portugal | Fossil Gas | Capacity (MW) | 4016
Portugal | Hydro Proxies | Capacity (MW) | 4496.2
Portugal | Hydro Pumped Storage | Capacity (MW) | 3921
Portugal | Solar PV | Capacity (MW) | 8129.26
Portugal | Wind Offshore | Capacity (MW) | 97.15
Portugal | Wind Onshore | Capacity (MW) | 7978.07
SEM | Fossil Gas | Capacity (MW) | 6651.084
SEM | Fossil Oil | Capacity (MW) | 692.717
SEM | Hydro Pumped Storage | Capacity (MW) | 292
SEM | Hydro SEM | Capacity (MW) | 216
SEM | Named New Fossil Gas | Capacity (MW) | 953.5
SEM | Solar PV | Capacity (MW) | 3420.69
SEM | TYNDP Peakers | Capacity (MW) | 450
SEM | Waste | Capacity (MW) | 102.797
SEM | Wind Offshore | Capacity (MW) | 486.28
SEM | Wind Onshore | Capacity (MW) | 7663.38
Slovenia | Biomass | Capacity (MW) | 23
Slovenia | DSR | Capacity (MW) | 62
Slovenia | Fossil Brown Coal/Lignite | Capacity (MW) | 894
Slovenia | Fossil Gas | Capacity (MW) | 476
Slovenia | Hydro Proxies | Capacity (MW) | 1630
Slovenia | Hydro Pumped Storage | Capacity (MW) | 185
Slovenia | Named New Fossil Gas | Capacity (MW) | 110
Slovenia | Nuclear | Capacity (MW) | 696
Slovenia | Solar PV | Capacity (MW) | 1398.48
Slovenia | TYNDP Peakers | Capacity (MW) | 200
Slovenia | Wind Onshore | Capacity (MW) | 367.03
Spain | Biomass | Capacity (MW) | 1100
Spain | DSR | Capacity (MW) | 1062
Spain | Fossil Gas | Capacity (MW) | 24538.6
Spain | Fossil Oil | Capacity (MW) | 84
Spain | Hydro Proxies | Capacity (MW) | 14647
Spain | Hydro Pumped Storage | Capacity (MW) | 6617.6
Spain | Nuclear | Capacity (MW) | 7117.2
Spain | Solar PV | Capacity (MW) | 41382.01
Spain | Waste | Capacity (MW) | 149.5
Spain | Wind Offshore | Capacity (MW) | 480
Spain | Wind Onshore | Capacity (MW) | 37105.29
Sweden | Biomass | Capacity (MW) | 2220
Sweden | DSR | Capacity (MW) | 971
Sweden | Fossil Gas | Capacity (MW) | 260
Sweden | Hydro Proxies | Capacity (MW) | 16629
Sweden | Nuclear | Capacity (MW) | 6881
Sweden | Solar PV | Capacity (MW) | 2236.09
Sweden | Waste | Capacity (MW) | 120
Sweden | Wind Offshore | Capacity (MW) | 302.79
Sweden | Wind Onshore | Capacity (MW) | 20625.23
Switzerland | Biomass | Capacity (MW) | 300
Switzerland | DSR | Capacity (MW) | 325
Switzerland | Hydro Proxies | Capacity (MW) | 13120
Switzerland | Hydro Pumped Storage | Capacity (MW) | 5500
Switzerland | Nuclear | Capacity (MW) | 2240
Switzerland | Solar PV | Capacity (MW) | 5892.27
Switzerland | Wind Onshore | Capacity (MW) | 185.95
Austria | Battery | Capacity (MWh) | 1350
Austria | V2G | Capacity (MWh) | 1853.2
Belgium | Battery | Capacity (MWh) | 750
Belgium | V2G | Capacity (MWh) | 2143.2
Czech | Battery | Capacity (MWh) | 1800
Czech | V2G | Capacity (MWh) | 2201.68
Denmark | Battery | Capacity (MWh) | 1350
Denmark | V2G | Capacity (MWh) | 991.28
Finland | Battery | Capacity (MWh) | 1200
Finland | V2G | Capacity (MWh) | 1313
France | Battery | Capacity (MWh) | 3300
France | V2G | Capacity (MWh) | 13956.36
Germany | Battery | Capacity (MWh) | 12300
Germany | V2G | Capacity (MWh) | 17560.4
Italy | Battery | Capacity (MWh) | 9900
Italy | V2G | Capacity (MWh) | 14455.6
Luxembourg | V2G | Capacity (MWh) | 157.64
Netherlands | Battery | Capacity (MWh) | 1200
Netherlands | V2G | Capacity (MWh) | 3200.48
Norway | Battery | Capacity (MWh) | 1950
Norway | V2G | Capacity (MWh) | 1068.16
Poland | Battery | Capacity (MWh) | 1050
Poland | V2G | Capacity (MWh) | 9140.36
Portugal | Battery | Capacity (MWh) | 1650
Portugal | V2G | Capacity (MWh) | 2025.76
SEM | Battery | Capacity (MWh) | 1820.74
Slovenia | Battery | Capacity (MWh) | 150
Spain | Battery | Capacity (MWh) | 3000
Spain | V2G | Capacity (MWh) | 8995.88
Sweden | Battery | Capacity (MWh) | 2100
Sweden | V2G | Capacity (MWh) | 1799.12
Switzerland | Battery | Capacity (MWh) | 750
Switzerland | V2G | Capacity (MWh) | 1695.44
Austria | Demand | Demand (TWh) | 77.2905
Belgium | Demand | Demand (TWh) | 89.5288
Czech Republic | Demand | Demand (TWh) | 73.7231
Denmark | Demand | Demand (TWh) | 45.2587
Finland | Demand | Demand (TWh) | 97.3448
France | Demand | Demand (TWh) | 474.3952
Germany | Demand | Demand (TWh) | 589.0609
Great Britain | Demand | Demand (TWh) | 303.7804
Italy | Demand | Demand (TWh) | 346.0244
Luxembourg | Demand | Demand (TWh) | 8.0288
Netherlands | Demand | Demand (TWh) | 130.9592
Norway | Demand | Demand (TWh) | 153.0205
Poland | Demand | Demand (TWh) | 183.4051
Portugal | Demand | Demand (TWh) | 53.7179
SEM | Demand | Demand (TWh) | 46.3456
Slovenia | Demand | Demand (TWh) | 15.1489
Spain | Demand | Demand (TWh) | 265.992
Sweden | Demand | Demand (TWh) | 159.4355
Switzerland | Demand | Demand (TWh) | 66.115

## Figure 54
Figure 54: Base Case & European Central Case interconnector de-rating factors – cumulative probability
Base Case ?
Return to Chapter Contents
| Country | Scenario | Sensitivity | 0.01 | 0.02 | 0.03 | 0.04 | 0.05 | 0.06 | 0.07 | 0.08 | 0.09 | 0.1 | 0.11 | 0.12 | 0.13 | 0.14 | 0.15 | 0.16 | 0.17 | 0.18 | 0.19 | 0.2 | 0.21 | 0.22 | 0.23 | 0.24 | 0.25 | 0.26 | 0.27 | 0.28 | 0.29 | 0.3 | 0.31 | 0.32 | 0.33 | 0.34 | 0.35 | 0.36 | 0.37 | 0.38 | 0.39 | 0.4 | 0.41 | 0.42 | 0.43 | 0.44 | 0.45 | 0.46 | 0.47 | 0.48 | 0.49 | 0.5 | 0.51 | 0.52 | 0.53 | 0.54 | 0.55 | 0.56 | 0.57 | 0.58 | 0.59 | 0.6 | 0.61 | 0.62 | 0.63 | 0.64 | 0.65 | 0.66 | 0.67 | 0.68 | 0.69 | 0.7 | 0.71 | 0.72 | 0.73 | 0.74 | 0.75 | 0.76 | 0.77 | 0.78 | 0.79 | 0.8 | 0.81 | 0.82 | 0.83 | 0.84 | 0.85 | 0.86 | 0.87 | 0.88 | 0.89 | 0.9 | 0.91 | 0.92 | 0.93 | 0.94 | 0.95 | 0.96 | 0.97 | 0.98 | 0.99
| Belgium | Central Case | Base Case | 0% | 0% | 0% | 0% | 0% | 0% | 0% | 0% | 0% | 1.792% | 4.219% | 7.369% | 18.55% | 38.86% | 56.6% | 59.81% | 60.05% | 61.27% | 67.15% | 69.67% | 72.14% | 78.1% | 81.19% | 86.16% | 89.26% | 89.78% | 90% | 90.6% | 91.69% | 93.06% | 96.46% | 97.59% | 99.49% | 100% | 100% | 100% | 100% | 100% | 100% | 100% | 100% | 100% | 100% | 100% | 100% | 100% | 100% | 100% | 100% | 100% | 100% | 100% | 100% | 100% | 100% | 100% | 100% | 100% | 100% | 100% | 100% | 100% | 100% | 100% | 100% | 100% | 100% | 100% | 100% | 100% | 100% | 100% | 100% | 100% | 100% | 100% | 100% | 100% | 100% | 100% | 100% | 100% | 100% | 100% | 100% | 100% | 100% | 100% | 100% | 100% | 100% | 100% | 100% | 100% | 100% | 100% | 100% | 100% | 100%
| Denmark | Central Case | Base Case | 0% | 0% | 8.8% | 10% | 13.99% | 16.73% | 19.05% | 20% | 20.35% | 21.03% | 28.56% | 51.99% | 81.12% | 93.5% | 97.62% | 98.19% | 100% | 100% | 100% | 100% | 100% | 100% | 100% | 100% | 100% | 100% | 100% | 100% | 100% | 100% | 100% | 100% | 100% | 100% | 100% | 100% | 100% | 100% | 100% | 100% | 100% | 100% | 100% | 100% | 100% | 100% | 100% | 100% | 100% | 100% | 100% | 100% | 100% | 100% | 100% | 100% | 100% | 100% | 100% | 100% | 100% | 100% | 100% | 100% | 100% | 100% | 100% | 100% | 100% | 100% | 100% | 100% | 100% | 100% | 100% | 100% | 100% | 100% | 100% | 100% | 100% | 100% | 100% | 100% | 100% | 100% | 100% | 100% | 100% | 100% | 100% | 100% | 100% | 100% | 100% | 100% | 100% | 100% | 100%
| France | Central Case | Base Case | 0% | 0% | 0% | 0% | 0% | 0% | 0% | 0% | 0% | 0% | 0% | 0% | 0% | 0% | 0% | 0.1173% | 1.193% | 1.655% | 2.26% | 3.008% | 3.931% | 7.331% | 8.974% | 11.56% | 13.03% | 13.56% | 14.28% | 18.26% | 24.65% | 26.35% | 31.59% | 44.86% | 63.55% | 64.71% | 73.27% | 86.2% | 88.81% | 91.74% | 95.4% | 97.36% | 98.94% | 99.86% | 100% | 100% | 100% | 100% | 100% | 100% | 100% | 100% | 100% | 100% | 100% | 100% | 100% | 100% | 100% | 100% | 100% | 100% | 100% | 100% | 100% | 100% | 100% | 100% | 100% | 100% | 100% | 100% | 100% | 100% | 100% | 100% | 100% | 100% | 100% | 100% | 100% | 100% | 100% | 100% | 100% | 100% | 100% | 100% | 100% | 100% | 100% | 100% | 100% | 100% | 100% | 100% | 100% | 100% | 100% | 100% | 100%
| Ireland | Central Case | Base Case | 0% | 0% | 0% | 1.239% | 3.868% | 5.15% | 5.433% | 5.574% | 6.633% | 8.217% | 9.634% | 11.78% | 15.05% | 17.46% | 18.04% | 20.22% | 22.23% | 22.27% | 22.53% | 23.39% | 28.54% | 30.86% | 35.47% | 39.71% | 41.46% | 42.29% | 43.2% | 45.54% | 48.62% | 49.56% | 53.22% | 58.16% | 59.49% | 60.76% | 62.34% | 62.71% | 65.15% | 66.84% | 67.65% | 68.33% | 70.62% | 71.98% | 72.56% | 74.2% | 75.82% | 76.8% | 78.58% | 80.37% | 83.36% | 83.47% | 84.12% | 88.52% | 89.51% | 90.67% | 91.56% | 93.16% | 94.71% | 95.49% | 95.73% | 96.15% | 96.56% | 96.59% | 96.64% | 96.79% | 97.19% | 97.47% | 98.72% | 99% | 99.16% | 99.28% | 99.41% | 99.62% | 99.75% | 99.78% | 99.9% | 100% | 100% | 100% | 100% | 100% | 100% | 100% | 100% | 100% | 100% | 100% | 100% | 100% | 100% | 100% | 100% | 100% | 100% | 100% | 100% | 100% | 100% | 100% | 100%
| Netherlands | Central Case | Base Case | 0% | 0% | 6.075% | 9.443% | 10% | 14.21% | 16.27% | 18.49% | 25.2% | 33% | 38.14% | 48.86% | 69.2% | 80.4% | 84.71% | 100% | 100% | 100% | 100% | 100% | 100% | 100% | 100% | 100% | 100% | 100% | 100% | 100% | 100% | 100% | 100% | 100% | 100% | 100% | 100% | 100% | 100% | 100% | 100% | 100% | 100% | 100% | 100% | 100% | 100% | 100% | 100% | 100% | 100% | 100% | 100% | 100% | 100% | 100% | 100% | 100% | 100% | 100% | 100% | 100% | 100% | 100% | 100% | 100% | 100% | 100% | 100% | 100% | 100% | 100% | 100% | 100% | 100% | 100% | 100% | 100% | 100% | 100% | 100% | 100% | 100% | 100% | 100% | 100% | 100% | 100% | 100% | 100% | 100% | 100% | 100% | 100% | 100% | 100% | 100% | 100% | 100% | 100% | 100%
| Norway | Central Case | Base Case | 0% | 0% | 0% | 82% | 100% | 100% | 100% | 100% | 100% | 100% | 100% | 100% | 100% | 100% | 100% | 100% | 100% | 100% | 100% | 100% | 100% | 100% | 100% | 100% | 100% | 100% | 100% | 100% | 100% | 100% | 100% | 100% | 100% | 100% | 100% | 100% | 100% | 100% | 100% | 100% | 100% | 100% | 100% | 100% | 100% | 100% | 100% | 100% | 100% | 100% | 100% | 100% | 100% | 100% | 100% | 100% | 100% | 100% | 100% | 100% | 100% | 100% | 100% | 100% | 100% | 100% | 100% | 100% | 100% | 100% | 100% | 100% | 100% | 100% | 100% | 100% | 100% | 100% | 100% | 100% | 100% | 100% | 100% | 100% | 100% | 100% | 100% | 100% | 100% | 100% | 100% | 100% | 100% | 100% | 100% | 100% | 100% | 100% | 100%
Note: figure will only work for one scenario-sensitivity combination | Country | Scenario | Sensitivity | 0.01 | 0.02 | 0.03 | 0.04 | 0.05 | 0.06 | 0.07 | 0.08 | 0.09 | 0.1 | 0.11 | 0.12 | 0.13 | 0.14 | 0.15 | 0.16 | 0.17 | 0.18 | 0.19 | 0.2 | 0.21 | 0.22 | 0.23 | 0.24 | 0.25 | 0.26 | 0.27 | 0.28 | 0.29 | 0.3 | 0.31 | 0.32 | 0.33 | 0.34 | 0.35 | 0.36 | 0.37 | 0.38 | 0.39 | 0.4 | 0.41 | 0.42 | 0.43 | 0.44 | 0.45 | 0.46 | 0.47 | 0.48 | 0.49 | 0.5 | 0.51 | 0.52 | 0.53 | 0.54 | 0.55 | 0.56 | 0.57 | 0.58 | 0.59 | 0.6 | 0.61 | 0.62 | 0.63 | 0.64 | 0.65 | 0.66 | 0.67 | 0.68 | 0.69 | 0.7 | 0.71 | 0.72 | 0.73 | 0.74 | 0.75 | 0.76 | 0.77 | 0.78 | 0.79 | 0.8 | 0.81 | 0.82 | 0.83 | 0.84 | 0.85 | 0.86 | 0.87 | 0.88 | 0.89 | 0.9 | 0.91 | 0.92 | 0.93 | 0.94 | 0.95 | 0.96 | 0.97 | 0.98 | 0.99 | 0.100
| Belgium | Central Case | Base Case | 0% | 0% | 0% | 0% | 0% | 0% | 0% | 0% | 0% | 1.792% | 4.219% | 7.369% | 18.55% | 38.86% | 56.6% | 59.81% | 60.05% | 61.27% | 67.15% | 69.67% | 72.14% | 78.1% | 81.19% | 86.16% | 89.26% | 89.78% | 90% | 90.6% | 91.69% | 93.06% | 96.46% | 97.59% | 99.49% | 100% | 100% | 100% | 100% | 100% | 100% | 100% | 100% | 100% | 100% | 100% | 100% | 100% | 100% | 100% | 100% | 100% | 100% | 100% | 100% | 100% | 100% | 100% | 100% | 100% | 100% | 100% | 100% | 100% | 100% | 100% | 100% | 100% | 100% | 100% | 100% | 100% | 100% | 100% | 100% | 100% | 100% | 100% | 100% | 100% | 100% | 100% | 100% | 100% | 100% | 100% | 100% | 100% | 100% | 100% | 100% | 100% | 100% | 100% | 100% | 100% | 100% | 100% | 100% | 100% | 100% | 100%
| Belgium | Central Case | Belgian Nuclear Downside | 0% | 0% | 0% | 0% | 0% | 0% | 0% | 0% | 0% | 0% | 0% | 0% | 3.805% | 14.22% | 17.06% | 21.15% | 30% | 30% | 30.15% | 31.71% | 32.62% | 36.02% | 39.09% | 40% | 48.24% | 57.15% | 61.18% | 65.84% | 70.21% | 70.5% | 71.41% | 73.86% | 76.18% | 79.54% | 83.32% | 84.79% | 86.5% | 89.42% | 95.98% | 99.11% | 99.82% | 100% | 100% | 100% | 100% | 100% | 100% | 100% | 100% | 100% | 100% | 100% | 100% | 100% | 100% | 100% | 100% | 100% | 100% | 100% | 100% | 100% | 100% | 100% | 100% | 100% | 100% | 100% | 100% | 100% | 100% | 100% | 100% | 100% | 100% | 100% | 100% | 100% | 100% | 100% | 100% | 100% | 100% | 100% | 100% | 100% | 100% | 100% | 100% | 100% | 100% | 100% | 100% | 100% | 100% | 100% | 100% | 100% | 100% | 100%
| Belgium | Central Case | European Gas | 0% | 0% | 0% | 0% | 0% | 0% | 0% | 0% | 0% | 0% | 0% | 0% | 0% | 0% | 0% | 0% | 0% | 0% | 0% | 0% | 0% | 0% | 0% | 0% | 0% | 0% | 0% | 0% | 0% | 0% | 0% | 0% | 0% | 0% | 0% | 0% | 0% | 0% | 0% | 0% | 0% | 0% | 0% | 0% | 0% | 0% | 0% | 0% | 0% | 0% | 0% | 0% | 0% | 0% | 0% | 0% | 0% | 1.732% | 4.542% | 7.118% | 9.073% | 10% | 10.3% | 11.88% | 14.88% | 16.32% | 20.64% | 35.69% | 48.88% | 50% | 50.86% | 60.41% | 69.75% | 75.34% | 83.14% | 93.28% | 99.22% | 100% | 100% | 100% | 100% | 100% | 100% | 100% | 100% | 100% | 100% | 100% | 100% | 100% | 100% | 100% | 100% | 100% | 100% | 100% | 100% | 100% | 100% | 100%
| Belgium | Central Case | French Nuclear | 0% | 0% | 0% | 0% | 0% | 0% | 0% | 0% | 0% | 0% | 0% | 0% | 0% | 0.5553% | 2.866% | 5.198% | 10.4% | 19.8% | 20.68% | 28.7% | 30.73% | 37.94% | 46.13% | 49.83% | 53.72% | 58.98% | 62.21% | 66.18% | 72.49% | 76.03% | 81.49% | 85.79% | 88.84% | 91.28% | 91.36% | 92.77% | 93% | 95.33% | 96.25% | 96.43% | 97.51% | 98.38% | 98.57% | 99.1% | 99.85% | 100% | 100% | 100% | 100% | 100% | 100% | 100% | 100% | 100% | 100% | 100% | 100% | 100% | 100% | 100% | 100% | 100% | 100% | 100% | 100% | 100% | 100% | 100% | 100% | 100% | 100% | 100% | 100% | 100% | 100% | 100% | 100% | 100% | 100% | 100% | 100% | 100% | 100% | 100% | 100% | 100% | 100% | 100% | 100% | 100% | 100% | 100% | 100% | 100% | 100% | 100% | 100% | 100% | 100% | 100%
| Belgium | Central Case | German Coal Downside | 0% | 0% | 0% | 0% | 0% | 0% | 0% | 0% | 0% | 0% | 0.01855% | 0.4694% | 3.011% | 8.967% | 14.42% | 14.63% | 15.58% | 19.91% | 20% | 20% | 22.72% | 28.28% | 30.33% | 45.5% | 56.65% | 58.3% | 59.11% | 60% | 63.2% | 70.94% | 74.9% | 80.52% | 84.01% | 87.74% | 87.85% | 88.36% | 95.54% | 97.35% | 98.02% | 98.37% | 99.37% | 100% | 100% | 100% | 100% | 100% | 100% | 100% | 100% | 100% | 100% | 100% | 100% | 100% | 100% | 100% | 100% | 100% | 100% | 100% | 100% | 100% | 100% | 100% | 100% | 100% | 100% | 100% | 100% | 100% | 100% | 100% | 100% | 100% | 100% | 100% | 100% | 100% | 100% | 100% | 100% | 100% | 100% | 100% | 100% | 100% | 100% | 100% | 100% | 100% | 100% | 100% | 100% | 100% | 100% | 100% | 100% | 100% | 100% | 100%
| Belgium | Central Case | German Coal Upside | 0% | 0% | 0% | 0% | 5.041% | 8.99% | 12.47% | 17.54% | 24.24% | 32.85% | 43.16% | 50% | 55.47% | 73.27% | 86.56% | 86.94% | 87.04% | 89.17% | 92.43% | 96.3% | 98.53% | 98.96% | 99.67% | 100% | 100% | 100% | 100% | 100% | 100% | 100% | 100% | 100% | 100% | 100% | 100% | 100% | 100% | 100% | 100% | 100% | 100% | 100% | 100% | 100% | 100% | 100% | 100% | 100% | 100% | 100% | 100% | 100% | 100% | 100% | 100% | 100% | 100% | 100% | 100% | 100% | 100% | 100% | 100% | 100% | 100% | 100% | 100% | 100% | 100% | 100% | 100% | 100% | 100% | 100% | 100% | 100% | 100% | 100% | 100% | 100% | 100% | 100% | 100% | 100% | 100% | 100% | 100% | 100% | 100% | 100% | 100% | 100% | 100% | 100% | 100% | 100% | 100% | 100% | 100% | 100%
| Belgium | Central Case | Irish Thermal | 0% | 0% | 0% | 0% | 0% | 0% | 0% | 0% | 0% | 1.047% | 2.583% | 3.966% | 12.54% | 32.2% | 40.43% | 43.42% | 50.44% | 60.78% | 71.72% | 76.93% | 78.99% | 79.83% | 86.8% | 90% | 90% | 90.52% | 91.87% | 93.12% | 94.14% | 95.64% | 96.17% | 98.32% | 99.21% | 100% | 100% | 100% | 100% | 100% | 100% | 100% | 100% | 100% | 100% | 100% | 100% | 100% | 100% | 100% | 100% | 100% | 100% | 100% | 100% | 100% | 100% | 100% | 100% | 100% | 100% | 100% | 100% | 100% | 100% | 100% | 100% | 100% | 100% | 100% | 100% | 100% | 100% | 100% | 100% | 100% | 100% | 100% | 100% | 100% | 100% | 100% | 100% | 100% | 100% | 100% | 100% | 100% | 100% | 100% | 100% | 100% | 100% | 100% | 100% | 100% | 100% | 100% | 100% | 100% | 100% | 100%
| Denmark | Central Case | Base Case | 0% | 0% | 8.8% | 10% | 13.99% | 16.73% | 19.05% | 20% | 20.35% | 21.03% | 28.56% | 51.99% | 81.12% | 93.5% | 97.62% | 98.19% | 100% | 100% | 100% | 100% | 100% | 100% | 100% | 100% | 100% | 100% | 100% | 100% | 100% | 100% | 100% | 100% | 100% | 100% | 100% | 100% | 100% | 100% | 100% | 100% | 100% | 100% | 100% | 100% | 100% | 100% | 100% | 100% | 100% | 100% | 100% | 100% | 100% | 100% | 100% | 100% | 100% | 100% | 100% | 100% | 100% | 100% | 100% | 100% | 100% | 100% | 100% | 100% | 100% | 100% | 100% | 100% | 100% | 100% | 100% | 100% | 100% | 100% | 100% | 100% | 100% | 100% | 100% | 100% | 100% | 100% | 100% | 100% | 100% | 100% | 100% | 100% | 100% | 100% | 100% | 100% | 100% | 100% | 100% | 100%
| Denmark | Central Case | Belgian Nuclear Downside | 0% | 6.228% | 9.607% | 14.14% | 18.72% | 19.96% | 20% | 20% | 25.2% | 35.1% | 43.26% | 52.29% | 69.88% | 87.81% | 93.93% | 97.61% | 100% | 100% | 100% | 100% | 100% | 100% | 100% | 100% | 100% | 100% | 100% | 100% | 100% | 100% | 100% | 100% | 100% | 100% | 100% | 100% | 100% | 100% | 100% | 100% | 100% | 100% | 100% | 100% | 100% | 100% | 100% | 100% | 100% | 100% | 100% | 100% | 100% | 100% | 100% | 100% | 100% | 100% | 100% | 100% | 100% | 100% | 100% | 100% | 100% | 100% | 100% | 100% | 100% | 100% | 100% | 100% | 100% | 100% | 100% | 100% | 100% | 100% | 100% | 100% | 100% | 100% | 100% | 100% | 100% | 100% | 100% | 100% | 100% | 100% | 100% | 100% | 100% | 100% | 100% | 100% | 100% | 100% | 100% | 100%
| Denmark | Central Case | European Gas | 0% | 0% | 0% | 0% | 0% | 0% | 0% | 0% | 0.02929% | 0.09807% | 0.2356% | 1.24% | 3.777% | 6.409% | 8.067% | 8.444% | 10% | 10% | 10% | 10% | 10% | 10% | 10.07% | 10.7% | 14% | 17.03% | 18.74% | 20% | 20.76% | 22.57% | 24.53% | 30% | 30.03% | 30.43% | 31.66% | 34.28% | 35.42% | 40.48% | 43.08% | 45.87% | 48.43% | 54.58% | 59.16% | 59.59% | 62.39% | 66.87% | 68.06% | 70.26% | 71.35% | 74.07% | 78.23% | 78.86% | 82.63% | 83.44% | 84.76% | 85.46% | 86.27% | 87.31% | 88.94% | 90.47% | 91.19% | 91.81% | 93.32% | 95.89% | 97.92% | 98.36% | 100% | 100% | 100% | 100% | 100% | 100% | 100% | 100% | 100% | 100% | 100% | 100% | 100% | 100% | 100% | 100% | 100% | 100% | 100% | 100% | 100% | 100% | 100% | 100% | 100% | 100% | 100% | 100% | 100% | 100% | 100% | 100% | 100% | 100%
| Denmark | Central Case | French Nuclear | 0% | 7.433% | 9.749% | 10% | 10.82% | 17.32% | 20% | 22.36% | 27.15% | 30.8% | 32.76% | 38.66% | 58.03% | 88.4% | 96.5% | 97.68% | 100% | 100% | 100% | 100% | 100% | 100% | 100% | 100% | 100% | 100% | 100% | 100% | 100% | 100% | 100% | 100% | 100% | 100% | 100% | 100% | 100% | 100% | 100% | 100% | 100% | 100% | 100% | 100% | 100% | 100% | 100% | 100% | 100% | 100% | 100% | 100% | 100% | 100% | 100% | 100% | 100% | 100% | 100% | 100% | 100% | 100% | 100% | 100% | 100% | 100% | 100% | 100% | 100% | 100% | 100% | 100% | 100% | 100% | 100% | 100% | 100% | 100% | 100% | 100% | 100% | 100% | 100% | 100% | 100% | 100% | 100% | 100% | 100% | 100% | 100% | 100% | 100% | 100% | 100% | 100% | 100% | 100% | 100% | 100%
| Denmark | Central Case | German Coal Downside | 0% | 6.337% | 9.609% | 12.06% | 13.05% | 17.9% | 19.97% | 20% | 21.35% | 26% | 30.44% | 35.34% | 44.12% | 49.66% | 64.93% | 67.8% | 71.77% | 78.62% | 89.1% | 90% | 94.13% | 97.79% | 99.3% | 99.84% | 100% | 100% | 100% | 100% | 100% | 100% | 100% | 100% | 100% | 100% | 100% | 100% | 100% | 100% | 100% | 100% | 100% | 100% | 100% | 100% | 100% | 100% | 100% | 100% | 100% | 100% | 100% | 100% | 100% | 100% | 100% | 100% | 100% | 100% | 100% | 100% | 100% | 100% | 100% | 100% | 100% | 100% | 100% | 100% | 100% | 100% | 100% | 100% | 100% | 100% | 100% | 100% | 100% | 100% | 100% | 100% | 100% | 100% | 100% | 100% | 100% | 100% | 100% | 100% | 100% | 100% | 100% | 100% | 100% | 100% | 100% | 100% | 100% | 100% | 100% | 100%
| Denmark | Central Case | German Coal Upside | 48.56% | 61.37% | 64.17% | 69% | 73.3% | 80.48% | 85.68% | 88.79% | 90% | 90% | 93.27% | 98.79% | 100% | 100% | 100% | 100% | 100% | 100% | 100% | 100% | 100% | 100% | 100% | 100% | 100% | 100% | 100% | 100% | 100% | 100% | 100% | 100% | 100% | 100% | 100% | 100% | 100% | 100% | 100% | 100% | 100% | 100% | 100% | 100% | 100% | 100% | 100% | 100% | 100% | 100% | 100% | 100% | 100% | 100% | 100% | 100% | 100% | 100% | 100% | 100% | 100% | 100% | 100% | 100% | 100% | 100% | 100% | 100% | 100% | 100% | 100% | 100% | 100% | 100% | 100% | 100% | 100% | 100% | 100% | 100% | 100% | 100% | 100% | 100% | 100% | 100% | 100% | 100% | 100% | 100% | 100% | 100% | 100% | 100% | 100% | 100% | 100% | 100% | 100% | 100%
| Denmark | Central Case | Irish Thermal | 0% | 0% | 8.8% | 12.13% | 13.53% | 18.6% | 24.36% | 28.51% | 35.2% | 40% | 45.4% | 56.65% | 70.84% | 93% | 97.8% | 98.5% | 100% | 100% | 100% | 100% | 100% | 100% | 100% | 100% | 100% | 100% | 100% | 100% | 100% | 100% | 100% | 100% | 100% | 100% | 100% | 100% | 100% | 100% | 100% | 100% | 100% | 100% | 100% | 100% | 100% | 100% | 100% | 100% | 100% | 100% | 100% | 100% | 100% | 100% | 100% | 100% | 100% | 100% | 100% | 100% | 100% | 100% | 100% | 100% | 100% | 100% | 100% | 100% | 100% | 100% | 100% | 100% | 100% | 100% | 100% | 100% | 100% | 100% | 100% | 100% | 100% | 100% | 100% | 100% | 100% | 100% | 100% | 100% | 100% | 100% | 100% | 100% | 100% | 100% | 100% | 100% | 100% | 100% | 100% | 100%
| France | Central Case | Base Case | 0% | 0% | 0% | 0% | 0% | 0% | 0% | 0% | 0% | 0% | 0% | 0% | 0% | 0% | 0% | 0.1173% | 1.193% | 1.655% | 2.26% | 3.008% | 3.931% | 7.331% | 8.974% | 11.56% | 13.03% | 13.56% | 14.28% | 18.26% | 24.65% | 26.35% | 31.59% | 44.86% | 63.55% | 64.71% | 73.27% | 86.2% | 88.81% | 91.74% | 95.4% | 97.36% | 98.94% | 99.86% | 100% | 100% | 100% | 100% | 100% | 100% | 100% | 100% | 100% | 100% | 100% | 100% | 100% | 100% | 100% | 100% | 100% | 100% | 100% | 100% | 100% | 100% | 100% | 100% | 100% | 100% | 100% | 100% | 100% | 100% | 100% | 100% | 100% | 100% | 100% | 100% | 100% | 100% | 100% | 100% | 100% | 100% | 100% | 100% | 100% | 100% | 100% | 100% | 100% | 100% | 100% | 100% | 100% | 100% | 100% | 100% | 100% | 100%
| France | Central Case | Belgian Nuclear Downside | 0% | 0% | 0% | 0% | 0% | 0% | 0% | 0% | 0% | 0% | 0% | 0% | 0% | 0% | 0% | 0% | 0% | 0% | 0% | 0% | 0% | 0.08553% | 0.1725% | 1.833% | 3.968% | 5.72% | 6.881% | 10.39% | 15.81% | 16.88% | 18.13% | 22.76% | 48.84% | 49.4% | 53.12% | 75.16% | 83.41% | 86.14% | 91.39% | 94.19% | 95.98% | 97.98% | 99.45% | 100% | 100% | 100% | 100% | 100% | 100% | 100% | 100% | 100% | 100% | 100% | 100% | 100% | 100% | 100% | 100% | 100% | 100% | 100% | 100% | 100% | 100% | 100% | 100% | 100% | 100% | 100% | 100% | 100% | 100% | 100% | 100% | 100% | 100% | 100% | 100% | 100% | 100% | 100% | 100% | 100% | 100% | 100% | 100% | 100% | 100% | 100% | 100% | 100% | 100% | 100% | 100% | 100% | 100% | 100% | 100% | 100%
| France | Central Case | European Gas | 0% | 0% | 0% | 0% | 0% | 0% | 0% | 0% | 0% | 0% | 0% | 0% | 0% | 0% | 0% | 0% | 0% | 0% | 0% | 0% | 0% | 0% | 0% | 0% | 0% | 0% | 0% | 0% | 0% | 0% | 0% | 0% | 0% | 0% | 0% | 0% | 0% | 0% | 0% | 0% | 0% | 0% | 0% | 0% | 0% | 0% | 0% | 0% | 0.1108% | 0.9767% | 1.812% | 2.549% | 4.858% | 5.222% | 5.64% | 11.64% | 14.31% | 14.74% | 15.27% | 15.69% | 16.08% | 18.74% | 23.93% | 26.47% | 30.42% | 32.16% | 38.58% | 57.06% | 62.18% | 71.09% | 82.75% | 92.93% | 97.3% | 99.28% | 100% | 100% | 100% | 100% | 100% | 100% | 100% | 100% | 100% | 100% | 100% | 100% | 100% | 100% | 100% | 100% | 100% | 100% | 100% | 100% | 100% | 100% | 100% | 100% | 100% | 100%
| France | Central Case | French Nuclear | 0% | 0% | 0% | 0% | 0% | 0% | 0% | 0% | 0% | 0% | 0% | 0% | 0% | 0% | 0% | 0% | 0% | 0% | 0% | 0% | 0% | 0% | 0% | 0% | 0% | 0% | 0% | 0% | 0% | 0% | 0% | 0% | 0% | 0% | 0% | 0% | 1.199% | 2.001% | 3.341% | 4.651% | 10.15% | 15.56% | 17.86% | 24.75% | 34.48% | 37.57% | 41.21% | 44.79% | 48.32% | 50.28% | 54.75% | 58.27% | 59.68% | 60% | 62.18% | 68.47% | 71.8% | 79.3% | 84.41% | 86.97% | 90.18% | 90.62% | 92.44% | 96.9% | 97.12% | 97.6% | 98.56% | 99.45% | 99.56% | 99.94% | 100% | 100% | 100% | 100% | 100% | 100% | 100% | 100% | 100% | 100% | 100% | 100% | 100% | 100% | 100% | 100% | 100% | 100% | 100% | 100% | 100% | 100% | 100% | 100% | 100% | 100% | 100% | 100% | 100% | 100%
| France | Central Case | German Coal Downside | 0% | 0% | 0% | 0% | 0% | 0% | 0% | 0% | 0% | 0% | 0% | 0% | 0% | 0% | 0% | 0% | 0% | 0% | 0% | 0% | 0% | 0% | 0.6693% | 1.04% | 1.196% | 1.429% | 2.239% | 4.959% | 9.616% | 13.86% | 16.32% | 17.5% | 21.74% | 25.49% | 26.94% | 32.41% | 60.09% | 77.8% | 85.33% | 88.94% | 91% | 91.75% | 92.19% | 92.81% | 93.63% | 94.81% | 96.06% | 98.19% | 100% | 100% | 100% | 100% | 100% | 100% | 100% | 100% | 100% | 100% | 100% | 100% | 100% | 100% | 100% | 100% | 100% | 100% | 100% | 100% | 100% | 100% | 100% | 100% | 100% | 100% | 100% | 100% | 100% | 100% | 100% | 100% | 100% | 100% | 100% | 100% | 100% | 100% | 100% | 100% | 100% | 100% | 100% | 100% | 100% | 100% | 100% | 100% | 100% | 100% | 100% | 100%
| France | Central Case | German Coal Upside | 0% | 0% | 0% | 0% | 0% | 0% | 0% | 0% | 0% | 0% | 0% | 0% | 0% | 0% | 0.2663% | 1.729% | 2.344% | 3.098% | 3.315% | 3.639% | 11.19% | 17.94% | 23.6% | 34.3% | 48.46% | 56.09% | 61.63% | 71.81% | 81.48% | 89.32% | 94.24% | 96.83% | 97.65% | 97.79% | 97.87% | 98.46% | 98.66% | 99.71% | 100% | 100% | 100% | 100% | 100% | 100% | 100% | 100% | 100% | 100% | 100% | 100% | 100% | 100% | 100% | 100% | 100% | 100% | 100% | 100% | 100% | 100% | 100% | 100% | 100% | 100% | 100% | 100% | 100% | 100% | 100% | 100% | 100% | 100% | 100% | 100% | 100% | 100% | 100% | 100% | 100% | 100% | 100% | 100% | 100% | 100% | 100% | 100% | 100% | 100% | 100% | 100% | 100% | 100% | 100% | 100% | 100% | 100% | 100% | 100% | 100% | 100%
| France | Central Case | Irish Thermal | 0% | 0% | 0% | 0% | 0% | 0% | 0% | 0% | 0% | 0% | 0% | 0% | 0% | 0% | 0% | 0% | 0% | 0% | 0.1172% | 0.9965% | 1.166% | 1.537% | 1.744% | 4.133% | 6.971% | 8.971% | 11.63% | 15.95% | 20.07% | 22.27% | 27.17% | 42.12% | 61.22% | 61.41% | 69.76% | 81.27% | 87.59% | 89.14% | 89.76% | 93.97% | 97.29% | 98.93% | 99.8% | 100% | 100% | 100% | 100% | 100% | 100% | 100% | 100% | 100% | 100% | 100% | 100% | 100% | 100% | 100% | 100% | 100% | 100% | 100% | 100% | 100% | 100% | 100% | 100% | 100% | 100% | 100% | 100% | 100% | 100% | 100% | 100% | 100% | 100% | 100% | 100% | 100% | 100% | 100% | 100% | 100% | 100% | 100% | 100% | 100% | 100% | 100% | 100% | 100% | 100% | 100% | 100% | 100% | 100% | 100% | 100% | 100%
| Ireland | Central Case | Base Case | 0% | 0% | 0% | 1.239% | 3.868% | 5.15% | 5.433% | 5.574% | 6.633% | 8.217% | 9.634% | 11.78% | 15.05% | 17.46% | 18.04% | 20.22% | 22.23% | 22.27% | 22.53% | 23.39% | 28.54% | 30.86% | 35.47% | 39.71% | 41.46% | 42.29% | 43.2% | 45.54% | 48.62% | 49.56% | 53.22% | 58.16% | 59.49% | 60.76% | 62.34% | 62.71% | 65.15% | 66.84% | 67.65% | 68.33% | 70.62% | 71.98% | 72.56% | 74.2% | 75.82% | 76.8% | 78.58% | 80.37% | 83.36% | 83.47% | 84.12% | 88.52% | 89.51% | 90.67% | 91.56% | 93.16% | 94.71% | 95.49% | 95.73% | 96.15% | 96.56% | 96.59% | 96.64% | 96.79% | 97.19% | 97.47% | 98.72% | 99% | 99.16% | 99.28% | 99.41% | 99.62% | 99.75% | 99.78% | 99.9% | 100% | 100% | 100% | 100% | 100% | 100% | 100% | 100% | 100% | 100% | 100% | 100% | 100% | 100% | 100% | 100% | 100% | 100% | 100% | 100% | 100% | 100% | 100% | 100% | 100%
| Ireland | Central Case | Belgian Nuclear Downside | 1.401% | 4.067% | 4.508% | 4.672% | 5.189% | 5.398% | 5.627% | 6.118% | 7.008% | 8.532% | 9.728% | 9.871% | 10.16% | 10.92% | 11.9% | 15.1% | 22.08% | 23.52% | 25.48% | 26.46% | 26.69% | 27.3% | 29.38% | 32.52% | 34.59% | 35.38% | 35.81% | 37.35% | 41.1% | 45.31% | 48.43% | 51.49% | 53.18% | 56.43% | 56.71% | 58.26% | 59.56% | 62.51% | 64.27% | 64.75% | 65.09% | 65.94% | 68.17% | 70.28% | 71.41% | 73.27% | 74.68% | 74.95% | 76.17% | 83.55% | 84.82% | 85.28% | 89.12% | 90.1% | 90.76% | 91.4% | 92.08% | 92.5% | 93.14% | 95.01% | 96.66% | 96.77% | 97.07% | 97.57% | 97.7% | 98.14% | 99.13% | 99.27% | 99.38% | 99.58% | 99.7% | 99.85% | 99.91% | 99.92% | 99.94% | 99.98% | 100% | 100% | 100% | 100% | 100% | 100% | 100% | 100% | 100% | 100% | 100% | 100% | 100% | 100% | 100% | 100% | 100% | 100% | 100% | 100% | 100% | 100% | 100% | 100%
| Ireland | Central Case | European Gas | 0% | 0% | 0% | 0% | 0% | 0% | 0% | 0% | 0% | 0% | 0% | 0% | 0% | 0% | 0% | 0% | 0% | 0% | 0% | 0% | 0% | 0% | 0% | 0% | 0% | 0% | 0% | 0% | 0% | 0% | 0% | 0.01829% | 0.191% | 0.8867% | 0.9638% | 1.902% | 2.311% | 4.538% | 8.225% | 10.64% | 11.44% | 12.02% | 13.08% | 14.47% | 16.28% | 18.56% | 21.47% | 26.06% | 28.78% | 29.11% | 29.93% | 31.24% | 31.73% | 32.11% | 36.41% | 38.07% | 40.6% | 42.47% | 44.54% | 47.81% | 50.22% | 51.49% | 53.1% | 56.45% | 66.42% | 69.94% | 70.51% | 70.68% | 73.04% | 76.77% | 80.84% | 82.39% | 83.52% | 85.72% | 87.45% | 88.98% | 90.85% | 92.14% | 92.64% | 93.37% | 94.65% | 95.15% | 95.74% | 95.78% | 96.49% | 96.85% | 97.26% | 97.64% | 97.85% | 99.1% | 99.88% | 99.99% | 100% | 100% | 100% | 100% | 100% | 100% | 100% | 100%
| Ireland | Central Case | French Nuclear | 0% | 0% | 0% | 0.05197% | 0.6281% | 0.9845% | 1.253% | 1.396% | 1.704% | 2.861% | 4.078% | 4.489% | 4.817% | 4.993% | 5.622% | 6.14% | 7.122% | 7.164% | 8.016% | 8.476% | 9.303% | 9.577% | 9.771% | 10.55% | 11.75% | 13.26% | 14.69% | 16.04% | 17.44% | 18.03% | 18.54% | 20.63% | 22.02% | 29.6% | 32.45% | 34.05% | 34.87% | 35.43% | 43.21% | 50.87% | 53.7% | 54.48% | 55.9% | 57.92% | 59.41% | 60.43% | 62.22% | 62.82% | 64.33% | 64.67% | 66.86% | 66.9% | 70.23% | 70.85% | 78.96% | 82.05% | 84.98% | 88.65% | 90.35% | 90.5% | 90.53% | 91.93% | 94.8% | 95.51% | 96.52% | 97.15% | 97.33% | 97.59% | 97.8% | 98.26% | 98.62% | 98.82% | 99.22% | 99.43% | 99.5% | 99.66% | 99.79% | 99.81% | 99.88% | 99.97% | 100% | 100% | 100% | 100% | 100% | 100% | 100% | 100% | 100% | 100% | 100% | 100% | 100% | 100% | 100% | 100% | 100% | 100% | 100% | 100%
| Ireland | Central Case | German Coal Downside | 0.1657% | 0.71% | 2.199% | 2.577% | 3.091% | 3.299% | 4.622% | 6.032% | 6.986% | 8.106% | 8.964% | 9.664% | 10.93% | 11.23% | 12.06% | 12.39% | 12.59% | 14.86% | 16.21% | 21.09% | 24.48% | 26.48% | 27.5% | 28.3% | 29.81% | 32.51% | 35.28% | 38.13% | 41.01% | 42.5% | 45.36% | 47.18% | 50.04% | 57.56% | 59.46% | 61.81% | 63.59% | 65.11% | 66.2% | 68.45% | 70.21% | 71.13% | 72.01% | 72.75% | 73.83% | 75.41% | 76.31% | 78.14% | 78.41% | 79.18% | 82.17% | 83.36% | 86.59% | 87.31% | 88.91% | 91% | 91.74% | 93.35% | 94.6% | 94.73% | 95.28% | 96.17% | 96.46% | 96.74% | 97% | 97.29% | 99.18% | 99.2% | 99.22% | 99.35% | 99.4% | 99.7% | 99.91% | 99.96% | 99.98% | 100% | 100% | 100% | 100% | 100% | 100% | 100% | 100% | 100% | 100% | 100% | 100% | 100% | 100% | 100% | 100% | 100% | 100% | 100% | 100% | 100% | 100% | 100% | 100% | 100%
| Ireland | Central Case | German Coal Upside | 0% | 0% | 1.222% | 1.857% | 2.222% | 3.361% | 3.973% | 4.762% | 8.337% | 15.81% | 21.54% | 22.4% | 23.99% | 26.66% | 29.79% | 32.65% | 33.65% | 35.34% | 36.14% | 39.68% | 41.43% | 41.85% | 43.88% | 45.68% | 47.84% | 49.84% | 53.56% | 58.38% | 60.34% | 61.26% | 62.13% | 63.39% | 64.39% | 66.54% | 66.89% | 67.56% | 67.86% | 68.04% | 69.53% | 73.49% | 75.31% | 75.43% | 75.55% | 75.75% | 76.62% | 78.4% | 79.71% | 80.23% | 82.62% | 86.75% | 88.51% | 90.66% | 92.67% | 93.12% | 93.35% | 94.11% | 94.83% | 95.37% | 95.77% | 96.13% | 96.46% | 96.85% | 97.37% | 97.61% | 97.77% | 97.94% | 98.13% | 98.44% | 99.12% | 99.53% | 99.68% | 99.8% | 99.95% | 100% | 100% | 100% | 100% | 100% | 100% | 100% | 100% | 100% | 100% | 100% | 100% | 100% | 100% | 100% | 100% | 100% | 100% | 100% | 100% | 100% | 100% | 100% | 100% | 100% | 100% | 100%
| Ireland | Central Case | Irish Thermal | 0% | 0% | 0% | 0% | 0% | 0% | 0% | 0% | 0% | 0% | 0% | 0% | 0% | 0% | 0% | 0% | 0% | 0% | 0% | 0% | 0% | 0% | 0% | 0% | 0% | 0% | 0% | 0% | 0% | 0% | 0% | 0% | 0% | 0% | 0% | 0% | 0% | 0% | 0% | 0% | 0.0618% | 0.4651% | 1.205% | 2.209% | 3.03% | 3.358% | 4.155% | 5.397% | 5.948% | 6.435% | 6.965% | 7.986% | 8.853% | 13.71% | 17.28% | 21.87% | 24.58% | 27.2% | 30.22% | 32.7% | 33.98% | 37.09% | 43.15% | 44.44% | 47.08% | 47.67% | 50.16% | 53.87% | 54.47% | 54.62% | 56.56% | 57.66% | 58.23% | 61.46% | 63.82% | 67.41% | 70.63% | 70.73% | 71.11% | 71.96% | 72.97% | 73.87% | 74.66% | 81.89% | 82.08% | 82.46% | 83.27% | 88.45% | 91.88% | 93.58% | 96.52% | 98.74% | 99.6% | 100% | 100% | 100% | 100% | 100% | 100% | 100%
| Netherlands | Central Case | Base Case | 0% | 0% | 6.075% | 9.443% | 10% | 14.21% | 16.27% | 18.49% | 25.2% | 33% | 38.14% | 48.86% | 69.2% | 80.4% | 84.71% | 100% | 100% | 100% | 100% | 100% | 100% | 100% | 100% | 100% | 100% | 100% | 100% | 100% | 100% | 100% | 100% | 100% | 100% | 100% | 100% | 100% | 100% | 100% | 100% | 100% | 100% | 100% | 100% | 100% | 100% | 100% | 100% | 100% | 100% | 100% | 100% | 100% | 100% | 100% | 100% | 100% | 100% | 100% | 100% | 100% | 100% | 100% | 100% | 100% | 100% | 100% | 100% | 100% | 100% | 100% | 100% | 100% | 100% | 100% | 100% | 100% | 100% | 100% | 100% | 100% | 100% | 100% | 100% | 100% | 100% | 100% | 100% | 100% | 100% | 100% | 100% | 100% | 100% | 100% | 100% | 100% | 100% | 100% | 100% | 100%
| Netherlands | Central Case | Belgian Nuclear Downside | 2.517% | 5.778% | 9.518% | 13.48% | 18.62% | 21.58% | 27.21% | 30% | 34.02% | 38.77% | 44% | 52.83% | 60.19% | 65.71% | 70.13% | 80% | 80.59% | 94.55% | 99.59% | 100% | 100% | 100% | 100% | 100% | 100% | 100% | 100% | 100% | 100% | 100% | 100% | 100% | 100% | 100% | 100% | 100% | 100% | 100% | 100% | 100% | 100% | 100% | 100% | 100% | 100% | 100% | 100% | 100% | 100% | 100% | 100% | 100% | 100% | 100% | 100% | 100% | 100% | 100% | 100% | 100% | 100% | 100% | 100% | 100% | 100% | 100% | 100% | 100% | 100% | 100% | 100% | 100% | 100% | 100% | 100% | 100% | 100% | 100% | 100% | 100% | 100% | 100% | 100% | 100% | 100% | 100% | 100% | 100% | 100% | 100% | 100% | 100% | 100% | 100% | 100% | 100% | 100% | 100% | 100% | 100%
| Netherlands | Central Case | European Gas | 0% | 0% | 0% | 0% | 0% | 0% | 0% | 0% | 0% | 0% | 0% | 0% | 0% | 0% | 0% | 0% | 0% | 0% | 0% | 0% | 0% | 0% | 0% | 0% | 0% | 0% | 0% | 0% | 0% | 0% | 0% | 0.02537% | 0.26% | 1.169% | 1.292% | 1.804% | 2.888% | 3.224% | 3.625% | 4.221% | 4.557% | 5.365% | 6.727% | 8.538% | 9.963% | 10% | 10% | 10% | 10.15% | 11.39% | 13.93% | 14.94% | 19.4% | 21.32% | 22.82% | 23.84% | 24.93% | 29.99% | 36.8% | 40% | 40.49% | 41.28% | 41.45% | 43.41% | 50% | 52% | 70.15% | 73.67% | 77.5% | 89.63% | 96.65% | 99.46% | 100% | 100% | 100% | 100% | 100% | 100% | 100% | 100% | 100% | 100% | 100% | 100% | 100% | 100% | 100% | 100% | 100% | 100% | 100% | 100% | 100% | 100% | 100% | 100% | 100% | 100% | 100% | 100%
| Netherlands | Central Case | French Nuclear | 0% | 5.652% | 6.797% | 13.43% | 18.77% | 21.4% | 23.32% | 25.9% | 28.67% | 34.6% | 40% | 43.4% | 55.6% | 71.73% | 77.91% | 78.21% | 80.6% | 94.66% | 95.77% | 99.42% | 100% | 100% | 100% | 100% | 100% | 100% | 100% | 100% | 100% | 100% | 100% | 100% | 100% | 100% | 100% | 100% | 100% | 100% | 100% | 100% | 100% | 100% | 100% | 100% | 100% | 100% | 100% | 100% | 100% | 100% | 100% | 100% | 100% | 100% | 100% | 100% | 100% | 100% | 100% | 100% | 100% | 100% | 100% | 100% | 100% | 100% | 100% | 100% | 100% | 100% | 100% | 100% | 100% | 100% | 100% | 100% | 100% | 100% | 100% | 100% | 100% | 100% | 100% | 100% | 100% | 100% | 100% | 100% | 100% | 100% | 100% | 100% | 100% | 100% | 100% | 100% | 100% | 100% | 100% | 100%
| Netherlands | Central Case | German Coal Downside | 0% | 0% | 0% | 6.46% | 17.09% | 20% | 26.52% | 30.96% | 34.29% | 38.3% | 40% | 41.09% | 47.91% | 60.92% | 64.92% | 68.86% | 70.08% | 71.9% | 76.08% | 77.58% | 83.05% | 87.63% | 90.55% | 91.43% | 92.6% | 96.76% | 100% | 100% | 100% | 100% | 100% | 100% | 100% | 100% | 100% | 100% | 100% | 100% | 100% | 100% | 100% | 100% | 100% | 100% | 100% | 100% | 100% | 100% | 100% | 100% | 100% | 100% | 100% | 100% | 100% | 100% | 100% | 100% | 100% | 100% | 100% | 100% | 100% | 100% | 100% | 100% | 100% | 100% | 100% | 100% | 100% | 100% | 100% | 100% | 100% | 100% | 100% | 100% | 100% | 100% | 100% | 100% | 100% | 100% | 100% | 100% | 100% | 100% | 100% | 100% | 100% | 100% | 100% | 100% | 100% | 100% | 100% | 100% | 100% | 100%
| Netherlands | Central Case | German Coal Upside | 27.55% | 53.35% | 68.2% | 77.19% | 79.7% | 80% | 81.5% | 83.07% | 83.78% | 86.73% | 90% | 93.26% | 99.71% | 100% | 100% | 100% | 100% | 100% | 100% | 100% | 100% | 100% | 100% | 100% | 100% | 100% | 100% | 100% | 100% | 100% | 100% | 100% | 100% | 100% | 100% | 100% | 100% | 100% | 100% | 100% | 100% | 100% | 100% | 100% | 100% | 100% | 100% | 100% | 100% | 100% | 100% | 100% | 100% | 100% | 100% | 100% | 100% | 100% | 100% | 100% | 100% | 100% | 100% | 100% | 100% | 100% | 100% | 100% | 100% | 100% | 100% | 100% | 100% | 100% | 100% | 100% | 100% | 100% | 100% | 100% | 100% | 100% | 100% | 100% | 100% | 100% | 100% | 100% | 100% | 100% | 100% | 100% | 100% | 100% | 100% | 100% | 100% | 100% | 100% | 100%
| Netherlands | Central Case | Irish Thermal | 6.013% | 9.761% | 11.34% | 12.74% | 15.49% | 18.88% | 28.97% | 34.42% | 42.66% | 51.7% | 54.21% | 60.05% | 72.59% | 82.04% | 92.14% | 100% | 100% | 100% | 100% | 100% | 100% | 100% | 100% | 100% | 100% | 100% | 100% | 100% | 100% | 100% | 100% | 100% | 100% | 100% | 100% | 100% | 100% | 100% | 100% | 100% | 100% | 100% | 100% | 100% | 100% | 100% | 100% | 100% | 100% | 100% | 100% | 100% | 100% | 100% | 100% | 100% | 100% | 100% | 100% | 100% | 100% | 100% | 100% | 100% | 100% | 100% | 100% | 100% | 100% | 100% | 100% | 100% | 100% | 100% | 100% | 100% | 100% | 100% | 100% | 100% | 100% | 100% | 100% | 100% | 100% | 100% | 100% | 100% | 100% | 100% | 100% | 100% | 100% | 100% | 100% | 100% | 100% | 100% | 100% | 100%
| Norway | Central Case | Base Case | 0% | 0% | 0% | 82% | 100% | 100% | 100% | 100% | 100% | 100% | 100% | 100% | 100% | 100% | 100% | 100% | 100% | 100% | 100% | 100% | 100% | 100% | 100% | 100% | 100% | 100% | 100% | 100% | 100% | 100% | 100% | 100% | 100% | 100% | 100% | 100% | 100% | 100% | 100% | 100% | 100% | 100% | 100% | 100% | 100% | 100% | 100% | 100% | 100% | 100% | 100% | 100% | 100% | 100% | 100% | 100% | 100% | 100% | 100% | 100% | 100% | 100% | 100% | 100% | 100% | 100% | 100% | 100% | 100% | 100% | 100% | 100% | 100% | 100% | 100% | 100% | 100% | 100% | 100% | 100% | 100% | 100% | 100% | 100% | 100% | 100% | 100% | 100% | 100% | 100% | 100% | 100% | 100% | 100% | 100% | 100% | 100% | 100% | 100% | 100%
| Norway | Central Case | Belgian Nuclear Downside | 0% | 0% | 0% | 82% | 100% | 100% | 100% | 100% | 100% | 100% | 100% | 100% | 100% | 100% | 100% | 100% | 100% | 100% | 100% | 100% | 100% | 100% | 100% | 100% | 100% | 100% | 100% | 100% | 100% | 100% | 100% | 100% | 100% | 100% | 100% | 100% | 100% | 100% | 100% | 100% | 100% | 100% | 100% | 100% | 100% | 100% | 100% | 100% | 100% | 100% | 100% | 100% | 100% | 100% | 100% | 100% | 100% | 100% | 100% | 100% | 100% | 100% | 100% | 100% | 100% | 100% | 100% | 100% | 100% | 100% | 100% | 100% | 100% | 100% | 100% | 100% | 100% | 100% | 100% | 100% | 100% | 100% | 100% | 100% | 100% | 100% | 100% | 100% | 100% | 100% | 100% | 100% | 100% | 100% | 100% | 100% | 100% | 100% | 100% | 100%
| Norway | Central Case | European Gas | 0% | 0% | 0% | 80.84% | 99.38% | 99.89% | 100% | 100% | 100% | 100% | 100% | 100% | 100% | 100% | 100% | 100% | 100% | 100% | 100% | 100% | 100% | 100% | 100% | 100% | 100% | 100% | 100% | 100% | 100% | 100% | 100% | 100% | 100% | 100% | 100% | 100% | 100% | 100% | 100% | 100% | 100% | 100% | 100% | 100% | 100% | 100% | 100% | 100% | 100% | 100% | 100% | 100% | 100% | 100% | 100% | 100% | 100% | 100% | 100% | 100% | 100% | 100% | 100% | 100% | 100% | 100% | 100% | 100% | 100% | 100% | 100% | 100% | 100% | 100% | 100% | 100% | 100% | 100% | 100% | 100% | 100% | 100% | 100% | 100% | 100% | 100% | 100% | 100% | 100% | 100% | 100% | 100% | 100% | 100% | 100% | 100% | 100% | 100% | 100% | 100%
| Norway | Central Case | French Nuclear | 0% | 0% | 0% | 82% | 100% | 100% | 100% | 100% | 100% | 100% | 100% | 100% | 100% | 100% | 100% | 100% | 100% | 100% | 100% | 100% | 100% | 100% | 100% | 100% | 100% | 100% | 100% | 100% | 100% | 100% | 100% | 100% | 100% | 100% | 100% | 100% | 100% | 100% | 100% | 100% | 100% | 100% | 100% | 100% | 100% | 100% | 100% | 100% | 100% | 100% | 100% | 100% | 100% | 100% | 100% | 100% | 100% | 100% | 100% | 100% | 100% | 100% | 100% | 100% | 100% | 100% | 100% | 100% | 100% | 100% | 100% | 100% | 100% | 100% | 100% | 100% | 100% | 100% | 100% | 100% | 100% | 100% | 100% | 100% | 100% | 100% | 100% | 100% | 100% | 100% | 100% | 100% | 100% | 100% | 100% | 100% | 100% | 100% | 100% | 100%
| Norway | Central Case | German Coal Downside | 0% | 0% | 0% | 82% | 100% | 100% | 100% | 100% | 100% | 100% | 100% | 100% | 100% | 100% | 100% | 100% | 100% | 100% | 100% | 100% | 100% | 100% | 100% | 100% | 100% | 100% | 100% | 100% | 100% | 100% | 100% | 100% | 100% | 100% | 100% | 100% | 100% | 100% | 100% | 100% | 100% | 100% | 100% | 100% | 100% | 100% | 100% | 100% | 100% | 100% | 100% | 100% | 100% | 100% | 100% | 100% | 100% | 100% | 100% | 100% | 100% | 100% | 100% | 100% | 100% | 100% | 100% | 100% | 100% | 100% | 100% | 100% | 100% | 100% | 100% | 100% | 100% | 100% | 100% | 100% | 100% | 100% | 100% | 100% | 100% | 100% | 100% | 100% | 100% | 100% | 100% | 100% | 100% | 100% | 100% | 100% | 100% | 100% | 100% | 100%
| Norway | Central Case | German Coal Upside | 0% | 0% | 0% | 82% | 100% | 100% | 100% | 100% | 100% | 100% | 100% | 100% | 100% | 100% | 100% | 100% | 100% | 100% | 100% | 100% | 100% | 100% | 100% | 100% | 100% | 100% | 100% | 100% | 100% | 100% | 100% | 100% | 100% | 100% | 100% | 100% | 100% | 100% | 100% | 100% | 100% | 100% | 100% | 100% | 100% | 100% | 100% | 100% | 100% | 100% | 100% | 100% | 100% | 100% | 100% | 100% | 100% | 100% | 100% | 100% | 100% | 100% | 100% | 100% | 100% | 100% | 100% | 100% | 100% | 100% | 100% | 100% | 100% | 100% | 100% | 100% | 100% | 100% | 100% | 100% | 100% | 100% | 100% | 100% | 100% | 100% | 100% | 100% | 100% | 100% | 100% | 100% | 100% | 100% | 100% | 100% | 100% | 100% | 100% | 100%
| Norway | Central Case | Irish Thermal | 0% | 0% | 0% | 82% | 100% | 100% | 100% | 100% | 100% | 100% | 100% | 100% | 100% | 100% | 100% | 100% | 100% | 100% | 100% | 100% | 100% | 100% | 100% | 100% | 100% | 100% | 100% | 100% | 100% | 100% | 100% | 100% | 100% | 100% | 100% | 100% | 100% | 100% | 100% | 100% | 100% | 100% | 100% | 100% | 100% | 100% | 100% | 100% | 100% | 100% | 100% | 100% | 100% | 100% | 100% | 100% | 100% | 100% | 100% | 100% | 100% | 100% | 100% | 100% | 100% | 100% | 100% | 100% | 100% | 100% | 100% | 100% | 100% | 100% | 100% | 100% | 100% | 100% | 100% | 100% | 100% | 100% | 100% | 100% | 100% | 100% | 100% | 100% | 100% | 100% | 100% | 100% | 100% | 100% | 100% | 100% | 100% | 100% | 100% | 100%
Central Case
Central Case
Central Case
Central Case
Central Case
Central Case
Central Case
Central Case
Central Case
Central Case
Central Case
Central Case
Central Case
Central Case
Central Case
Central Case
Central Case
Central Case
Central Case
Central Case
Central Case
Central Case
Central Case
Central Case
Central Case
Central Case
Central Case
Central Case
Central Case
Central Case
Central Case
Central Case
Central Case
Central Case
Central Case
Central Case
Central Case
Central Case
Central Case
Central Case
Central Case
Central Case
Central Case
Central Case
Central Case
Central Case
Central Case
Central Case
Central Case
Central Case
Central Case
Central Case
Central Case
Central Case
Central Case
Central Case
Central Case
Central Case
Central Case
Central Case
Central Case
Central Case
Central Case
Central Case
Central Case
Central Case
Central Case
Central Case
Central Case
Central Case
Central Case
Central Case
Central Case
Central Case
Central Case
Central Case
Central Case
Central Case
Central Case
Central Case
Central Case
Central Case
Central Case
Central Case
Central Case
Central Case
Central Case
Central Case
Central Case
Central Case
Central Case
Central Case
Central Case
Central Case
Central Case
Central Case
Central Case
Central Case
Central Case
Central Case
Central Case
Central Case
Central Case
Central Case
Central Case
Central Case
Central Case
Central Case
Central Case
Central Case
Central Case
Central Case
Central Case
Central Case
Central Case
Central Case
Central Case
Central Case
Central Case
Central Case
Central Case
Central Case
Central Case
Central Case
Central Case
Central Case
Central Case
Central Case
Central Case
Central Case
Central Case
Central Case
Central Case
Central Case
Central Case
Central Case
Central Case
Central Case
Central Case
Central Case
Central Case
Central Case
Central Case
Central Case
Central Case
Central Case
Central Case
Central Case
Central Case
Central Case
Central Case
Central Case
Central Case
Central Case
Central Case
Central Case
Central Case
Central Case
Central Case
Central Case
Central Case
Central Case
Central Case
Central Case
Central Case
Central Case
Central Case
Central Case
Central Case
Central Case
Central Case
Central Case
Central Case
Central Case
Central Case
Central Case
Central Case
Central Case
Central Case
Central Case
Central Case
Central Case
Central Case
Central Case
Central Case
Central Case
Central Case
Central Case
Central Case
Central Case
Central Case
Central Case
Central Case
Central Case
Central Case
Central Case
Central Case
Central Case
This shape represents a table slicer. Table slicers are not supported in this version of Excel. If the shape was modified in an earlier version of Excel, or if the workbook was saved in Excel 2007 or earlier, the slicer can't be used.
This shape represents a table slicer. Table slicers are not supported in this version of Excel. If the shape was modified in an earlier version of Excel, or if the workbook was saved in Excel 2007 or earlier, the slicer can't be used.

## Figure 55
Figure 55: Base Case interconnector derating for reduced wind output sensitivity. Steps of 10% reduction
Return to Main Menu
Return to Chapter Contents
| Country | 90% | 80% | 70% | 60% | 50% | 40% | 30% | 20% | 10%
| Belgium | 82.06% | 76.87% | 68.5% | 58.12% | 50.87% | 46.5% | 40.04% | 34.18% | 29.52%
| Denmark | 92.91% | 91.56% | 88.83% | 83.62% | 78.08% | 71.45% | 64.44% | 57.76% | 49.41%
| France | 66.88% | 60.97% | 55.11% | 49.85% | 44.72% | 39.39% | 33.06% | 27% | 22.46%
| Ireland | 63.06% | 56.15% | 48.77% | 41.46% | 34.08% | 26.29% | 19.52% | 12.47% | 6.239%
| Netherlands | 91.44% | 89.85% | 86.03% | 80.32% | 72.7% | 64.61% | 60.43% | 50.52% | 45.62%
| Norway | 96.08% | 96.08% | 96.08% | 96.08% | 96.08% | 95.96% | 95.76% | 95.39% | 94.98%